## UFLS ERMS
Main work center | Functional Location |  | Description of functional location | Equipment | Description of technical object | Manufacturer of asset | Model number | Construction year | System status | Technical obj. type | Construction month | Start-up date | Country of manufact. | ManufactSerialNumber | Changed on | SOFTWARE VERSION | BUILD IN FUNCTION OF RELAY | BUILD IN FUNCTION OF RELAY | BUILD IN FUNCTION OF RELAY | BUILD IN FUNCTION OF RELAY | BUILD IN FUNCTION OF RELAY | FUNCTION IN USED OF RELAY | FUNCTION IN USED OF RELAY | FUNCTION IN USED OF RELAY | FUNCTION IN USED OF RELAY | FUNCTION IN USED OF RELAY | RELAY VERSION | RATED CURRENT | DC SUPPLY RATING | ORDERING CODE | ORDERING CODE EXTENSION | FRONT COMMUNICATION INTERFACE | RELAY TECHNOLOGY | TYPE OF PRIORITY | RELAY PHASE SEGREGATED
KLUMPROA | BS/SRDG/AE02/AB/81UFOF | SRDG | GEN_GT2 290 OFOF | 200073501 | 81UFOF,BK,FCN950 | ABB | FCN950 | 1990 | INST | RLY 81UFOF | 09 | 1990-09-13 | SE | NA | 2018-01-08 | NA | 81UFOF | NA | NA | NA | NA | 81UFOF | NA | NA | NA | NA | NA | 1.000 A | 110 V | RS611006-AA | NA | NA | STATIC | Back Up | NO
SBANPROA | NS/PDPS/AC05/AB/81UFOF | PDPS | GEN_GT1 M10 UFOF | 200109693 | 81UFOF,SPAF140C | ABB | SPAF140C | 1994 | INST | RLY 81UFOF | 06 | 1994-08-31 | SE | 172341 | 2018-01-08 | NA | 81UFOF | NA | NA | NA | NA | 81UFOF | NA | NA | NA | NA | NA | 1.000 A | 110 V | SPAF140C VRS452001AA | NA | NA | NUMERICAL | NA | NO
SBANPROA | NS/PDPS/AC06/AB/81UFOF | PDPS | GEN_GT2 M20 UFOF | 200109696 | 81UFOF,SPAF140C | ABB | SPAF140C | 1994 | INST | RLY 81UFOF | 06 | 1994-08-31 | SE | 172332 | 2018-01-08 | NA | 81UFOF | NA | NA | NA | NA | 81UFOF | NA | NA | NA | NA | NA | 1.000 A | 110 V | SPAF140C VRS452001AA | NA | NA | NUMERICAL | NA | NO
SBANPROA | NS/PDPS/AC11/AB/81UFOF | PDPS | GEN_GT3 M30 UFOF | 200109699 | 81UFOF,SPAF140C | ABB | SPAF140C | 1994 | INST | RLY 81UFOF | 06 | 1994-08-31 | SE | 172339 | 2018-01-08 | NA | 81UFOF | NA | NA | NA | NA | 81UFOF | NA | NA | NA | NA | NA | 1.000 A | 110 V | SPAF140C VRS452001AA | NA | NA | NUMERICAL | NA | NO
SBANPROA | NS/PDPS/AC12/AB/81UFOF | PDPS | GEN_GT4 M40 UFOF | 200109702 | 81UFOF,SPAF140C | ABB | SPAF140C | 1994 | INST | RLY 81UFOF | 06 | 1994-08-31 | SE | 172328 | 2018-01-08 | NA | 81UFOF | NA | NA | NA | NA | 81UFOF | NA | NA | NA | NA | NA | 1.000 A | 110 V | SPAF140C VRS452001AA | NA | NA | NUMERICAL | NA | NO
AKRHPROA | JS/MUAR/AE05/AB/87UFOF | MUAR | TX_3 310 81UFOF | 200175600 | 81UFOF,SPAF140C | ABB | SPAF140C | 2000 | INST | RLY 81UFOF | 12 | 2001-05-27 | SE | NA | 2018-01-09 | NA | 81UFOF | NA | NA | NA | NA | 81UFOF | NA | NA | NA | NA | NA | 1.000 A | 110 V | NA | NA | NA | NUMERICAL | NA | NO
JBRUPROA | JS/PGDT/AE04/AB/81UFOF | PGDT | BC 130 UFOF | 200281700 | 81UFOF,MB,P94 | AGILE | P40 | 2022 | INST | RLY 81UFOF | 12 | 2022-12-13 | GB | 35076920/07/20 | 2025-07-24 | NA | 81UFOF | NA | NA | NA | NA | 81UFOF | NA | NA | NA | NA | NA | 1.000 A | 110 V | NA | NA | NA | STATIC | Back Up | NO
JBRUPROA | JS/PGDT/AE04/AB/81UFOF | PGDT | BC 130 UFOF | 200281702 | 81UFOF,RB,P94 | AGILE | P40 | 2022 | INST | RLY 81UFOF | 12 | 2022-12-13 | GB | 35076927/07/20 | 2025-07-24 | NA | 81UFOF | NA | NA | NA | NA | 81UFOF | NA | NA | NA | NA | NA | 1.000 A | 110 V | NA | NA | NA | STATIC | Back Up | NO
PRDAPROA | PS/BTGH/ME01/MB/81UFOF | BTGH | 132KV BUSBAR UFOF | 200033726 | 81UFOF,RFS34,MAIN | ALSTOM | RFS3401 | 2002 | INST | RLY 81UFOF | 10 | 2002-10-04 | GB | 305586L | 2024-04-30 | NA | 81UFOF | NA | NA | NA | NA | 81UFOF | NA | NA | NA | NA | NA | 1.000 A | 110 V | RFS340101F12JEA | NA | Serial | NUMERICAL | Back Up | NO
JBRUPROA | JS/KPTR/AE05/AB/81UFOF | KPTR | BC 130 UFOF | 200038968 | 81UFOF,RFS3401 | ALSTOM | RFS3401 | 2006 | INST | RLY 81UFOF | 02 | 2009-02-16 | GB | 3055971 | 2019-08-22 | N/A | 81UFOF | NA | NA | NA | NA | 81UFOF | NA | NA | NA | NA | NA | 1.000 A | 110 V | RFS340101F12JEA | NA | Serial | NUMERICAL | NA | NO
JBRUPROA | JS/PGIE/AE05/AB/81UFOF | PGIE | BS 120 UFOF | 200042853 | 81UFOF,RFS3401 | ALSTOM | RFS3401 | 1987 | INST | RLY 81UFOF | 11 | 1988-11-22 | GB | 305575L | 2023-10-26 | NA | 81UFOF | NA | NA | NA | NA | 81UFOF | NA | NA | NA | NA | NA | 1.000 A | 110 V | RFS340101F12JEA | NA | NA | STATIC | Back Up | NO
KLUGPROA | JS/YGPG/ME01/MB/81UFOF | YGPG | 132KV UNDER FREQUENCY | 200049275 | 81UFOF,RFS3401 | ALSTOM | RFS3401 | 2001 | INST | RLY 81UFOF | 03 | 2001-03-04 | GB | 305578L | 2018-01-05 | NA | 81UFOF | NA | NA | NA | NA | 81UFOF | NA | NA | NA | NA | NA | 1.000 A | 110 V | RFS340101F12JEA | NA | NA | STATIC | Back Up | NO
DGUNPROA | TS/TKLG/AC01/AB/81UFOF | TKLG | PWSM_1 L15 UNDER FREQUENCY | 200062316 | 81UFOF,P923 | ALSTOM | P923 | 2004 | INST | RLY 81UFOF | 01 | 2004-01-01 | FR | 0304768 | 2020-05-12 | 6.B | 81UFOF | NA | NA | NA | NA | 81UFOF | NA | NA | NA | NA | 6.B | 1.000 A | 110 V | P9230ASF111 | NA | Serial | NUMERICAL | NA | NO
SBANPROA | NS/SMRK/AE05/AB/81UFOF | SMRK | BC 130 UFOF | 200071699 | 81UFOF,RFS3401 | ALSTOM | RFS340101F12JEA | 2003 | INST | RLY 81UFOF | 05 | 2004-01-01 | GB | 305577L | 2018-01-08 | NA | 81UFOF | NA | NA | NA | NA | 81UFOF | NA | NA | NA | NA | NA | 1.000 A | 110 V | GEC-RFS3401 | NA | NA | NUMERICAL | NA | NO
SBANPROA | NS/PDPS/MC01/MB/81UFOF | PDPS | BUSBAR 275KV UFOF | 200072809 | 81UFOF,SFF204 | ALSTOM | SFF204 | 2003 | INST | RLY 81UFOF | 06 | 2004-01-01 | GB | NA | 2018-01-08 | NA | 81UFOF | NA | NA | NA | NA | 81UFOF | NA | NA | NA | NA | NA | 1.000 A | 110 V | GE-SFF204 | NA | NA | NUMERICAL | NA | NO
SBANPROA | NS/PDPS/MC01/MB/81UFOF | PDPS | BUSBAR 275KV UFOF | 200072810 | 81UFOF,SFF204 | ALSTOM | SFF204 | 2003 | INST | RLY 81UFOF | 06 | 2004-01-01 | GB | NA | 2018-01-08 | NA | 81UFOF | NA | NA | NA | NA | 81UFOF | NA | NA | NA | NA | NA | 1.000 A | 110 V | GE-SFF204 | NA | NA | NUMERICAL | NA | NO
SBANPROA | NS/PDPS/MC01/MB/81UFOF | PDPS | BUSBAR 275KV UFOF | 200072811 | 81UFOF,SFF204 | ALSTOM | SFF204 | 2003 | INST | RLY 81UFOF | 06 | 2004-01-01 | GB | NA | 2018-01-08 | NA | 81UFOF | NA | NA | NA | NA | 81UFOF | NA | NA | NA | NA | NA | 1.000 A | 110 V | GE-SFF204 | NA | NA | NUMERICAL | NA | NO
KLUMPROA | BS/SRDG/AG03/AB/81UFOF | SRDG | [DELETE]33kV BS FEEDER 1S0 UFOF | 200073732 | 81UFOF,BK,FCN950 | ALSTOM | FCN950 | 1990 | INST | RLY 81UFOF | 09 | 1990-09-13 | FR | NA | 2018-01-08 | NA | 81UFOF | NA | NA | NA | NA | 81UFOF | NA | NA | NA | NA | NA | 1.000 A | 110 V | NA | NA | NA | STATIC | Back Up | NO
SBANPROA | NS/KLAT/AE06/AB/81UFOF | KLAT | BC 130 UFOF | 200109473 | 81UFOF,P923 | ALSTOM | P923 | 1998 | INST | RLY 81UFOF | 03 | 1998-09-26 | GB | 5003096 | 2024-03-31 | NA | 81UFOF | 27UVOV | NA | NA | NA | 81UFOF | NA | NA | NA | NA | NA | 1.000 A | 110 V | P923OASF111 | NA | Serial | NUMERICAL | NA | NO
IPOHPROA | AS/KJWA/AE05/AB/81UFOF | KJWA | BC 130 UFOF | 200128506 | 81UFOF,RFS34 | ALSTOM | RFS34 | 2003 | INST | RLY 81UFOF | 07 | 2003-07-26 | GB | 305591L | 2018-01-08 | NA | 81UFOF | NA | NA | NA | NA | 81UFOF | NA | NA | NA | NA | NA | 1.000 A | 110 V | RFS340101F12JEA | NA | NA | STATIC | NA | NO
IPOHPROA | AS/TMOH/AE01/AB/81UFOF | TMOH | BC 130 UFOF | 200131640 | 81UFOF,P923 | ALSTOM | P923 | 1976 | INST | RLY 81UFOF | 01 | 1976-01-01 | GB | 5003083 | 2023-04-06 | 6.B | 81UFOF | NA | NA | NA | NA | 81UFOF | NA | NA | NA | NA | NA | 1.000 A | 110 V | 0ASF111 | NA | Serial | NUMERICAL | NA | NO
IPOHPROA | AS/KKSR/AE05/AB/81UFOF | KKSR | BC 130 UFOF | 200134587 | 81UFOF,RFS3401 | ALSTOM | RFS3401 | 1980 | INST | RLY 81UFOF | 01 | 1980-01-01 | GB | 305609L | 2024-03-18 | NA | 81UFOF | NA | NA | NA | NA | 81UFOF | NA | NA | NA | NA | NA | 1.000 A | 110 V | RFS340101F12JEA | NA | NA | NUMERICAL | NA | NO
IPOHPROA | AS/LMUT/AE03/AB/81UFOF | LMUT | BC 130 UFOF | 200136064 | 81UFOF,P923 | ALSTOM | P923 | 2002 | INST | RLY 81UFOF | 11 | 2002-11-30 | GB | 5003086 | 2024-04-03 | 10.G | 81UFOF | NA | NA | NA | NA | 81UFOF | NA | NA | NA | NA | NA | 1.000 A | 110 V | P923OASF111 | 0ASF112AG0V10G | NA | NUMERICAL | NA | NO
KBRUPROA | DS/TMRH/AE07/AB/81UFOF | TMRH | BC 130 UFOF | 200142111 | 81UFOF, RFS3401 | ALSTOM | RFS34010 | 1993 | INST | RLY 81UFOF | 08 | 1993-08-20 | GB | 305607 | 2023-10-26 | NA | 81UFOF | NA | NA | NA | NA | 81UFOF | NA | NA | NA | NA | NA | 1.000 A | 110 V | RFS340101F12JEA | NA | NA | NUMERICAL | NA | NO
KLUGPROA | JS/JTGH/ME01/MB/81UFOF | JTGH | 132KV UNDER FREQUENCY | 200143356 | 81UFOF,RFS3401 | ALSTOM | RFS3401 | 1978 | INST | RLY 81UFOF | 04 | 1978-04-06 | GB | 305604L | 2018-01-08 | NA | 81UFOF | NA | NA | NA | NA | 81UFOF | NA | NA | NA | NA | NA | 1.000 A | 110 V | RFS340101F12JEA | NA | NA | STATIC | Back Up | NO
KTANPROA | CS/KTAN/ME01/MB/81UFOF | KTAN | 132KV UNDER FREQUENCY LOAD SHEDDING | 200148492 | 81UFOF,KVFG142,M | ALSTOM | KVFG142 | 2007 | INST | RLY 81UFOF | 04 | 2007-04-02 | FR | 1182303/09/04 | 2019-10-15 | NA | 81UFOF | NA | NA | NA | NA | 81UFOF | NA | NA | NA | NA | NA | 1.000 A | 125 V | KVFG14201L21AEC | NA | NA | NUMERICAL | NA | NO
KTANPROA | CS/KTAN/ME01/MB/81UFOF | KTAN | 132KV UNDER FREQUENCY LOAD SHEDDING | 200148493 | 81UFOF,KVFG142,R | ALSTOM | KVFG142 | 2007 | INST | RLY 81UFOF | 04 | 2007-04-03 | FR | 1182304/09/04 | 2019-10-15 | NA | 81UFOF | NA | NA | NA | NA | 81UFOF | NA | NA | NA | NA | NA | 1.000 A | 125 V | KVFG14201L21AEC | NA | NA | NUMERICAL | NA | NO
KLUGPROA | JS/KLUN/ME01/MB/81UFOF | KLUN | 132KV UNDER FREQUENCY | 200150335 | 81UFOF,RFS3401 | ALSTOM | RFS3401 | 1998 | INST | RLY 81UFOF | 10 | 1998-10-06 | GB | 305572L | 2019-02-25 | NA | 81UFOF | NA | NA | NA | NA | 81UFOF | NA | NA | NA | NA | NA | 1.000 A | 110 V | RFS340101F2JEA | NA | NA | STATIC | NA | NO
KLUGPROA | JS/RNGM/ME01/MB/81UFOF | RNGM | 132KV UNDER FREQUENCY | 200150733 | 81UFOF,RFS 3401 | ALSTOM | RFS3401 | 1986 | INST | RLY 81UFOF | 12 | 1986-12-01 | GB | 305583L | 2018-01-09 | NA | 81UFOF | NA | NA | NA | NA | 81UFOF | NA | NA | NA | NA | NA | 1.000 A | 110 V | RFS340101F12JEA | NA | NA | NUMERICAL | NA | NO
PRDAPROA | PS/BTGH/ME01/MB/81UFOF | BTGH | 132KV BUSBAR UFOF | 200159788 | 81UFOF,RFS34,RES | ALSTOM | RFS3401 | 2002 | INST | RLY 81UFOF | 10 | 2002-10-04 | GB | 305573L | 2024-04-30 | NA | 81UFOF | NA | NA | NA | NA | 81UFOF | NA | NA | NA | NA | NA | 1.000 A | 110 V | RFS340101F12JEA | NA | Serial | NUMERICAL | Back Up | NO
PRDAPROA | KS/TKBU/AE05/AB/81UFOF | TKBU | BS 120 UFOF | 200161507 | 81UFOF,P923 | ALSTOM | P923 | 1980 | INST | RLY 81UFOF | 01 | 1980-01-18 | GB | 5003081 | 2018-01-09 | 6.B | 81UFOF | NA | NA | NA | NA | 81UFOF | NA | NA | NA | NA | NA | 1.000 A | 110 V | P9230ASF1111 | NA | Serial | NUMERICAL | Back Up | NO
PRDAPROA | PS/BTBN/AE09/AB/81UFOF | BTBN | BC 130 UFOF | 200163083 | 81UFOF,P923 | ALSTOM | P923 | 1998 | INST | RLY 81UFOF | 11 | 1998-11-12 | GB | 5003080 | 2018-01-09 | 6.B | 81UFOF | NA | NA | NA | NA | 81UFOF | NA | NA | NA | NA | N/A | 1.000 A | 110 V | P9230ASF111 | NA | Serial | NUMERICAL | Back Up | NO
ASTRPROA | KS/KSTR/AE14/AB/81UFOF | KSTR | BC 130 UNDER FREQ | 200174171 | 81UFOF,RFS3401,M | ALSTOM | RFS3401 | 1996 | INST | RLY 81UFOF | 11 | 1996-11-14 | GB | 305580L | 2019-04-23 | NA | 81UFOF | NA | NA | NA | NA | 81UFOF | NA | NA | NA | NA | NA | 1.000 A | 110 V | RFS340101F12JEA | NA | NA | NUMERICAL | NA | NO
ASTRPROA | KS/KSTR/AE14/AB/81UFOF | KSTR | BC 130 UNDER FREQ | 200174172 | 81UFOF,RFS3401,R | ALSTOM | RFS3401 | 1996 | INST | RLY 81UFOF | 11 | 1996-11-14 | GB | 305601L | 2019-04-23 | NA | 81UFOF | NA | NA | NA | NA | 81UFOF | NA | NA | NA | NA | NA | 1.000 A | 110 V | RFS340101F12JEA | NA | NA | NUMERICAL | NA | NO
AKRHPROA | MS/MJYA/AJ01/AB/81UFOF | MJYA | TX_1 31 OCEF | 200175852 | 81UFOF,MICOM,P923 | ALSTOM | MICOM P923 | 2006 | INST | RLY 81UFOF | 07 | 2006-07-13 | GB | 0304747 | 2023-08-01 | NA | 81UFOF | NA | NA | NA | NA | NA | NA | NA | NA | NA | NA | 1.000 A | 110 V | NA | NA | NA | STATIC | NA | NO
PRDAPROA | PS/SJAY/AE08/AB/81UFOF | SJAY | BC 130 UFOF | 200180941 | 81UFOF,P923 | ALSTOM | P923 | 2012 | INST | RLY 81UFOF | 11 | 2012-11-09 | GB | 0505788 | 2018-01-09 | 6.E | 81UFOF | NA | NA | NA | NA | 81UFOF | NA | NA | NA | NA | NA | 1.000 A | 110 V | P9230ASF111 | NA | Serial | NUMERICAL | NA | NO
JBRUPROA | JS/STUL/AE04/AB/81UFOF | STUL | BC 124/130 UFOF | 200181026 | 81UFOF,P923 | ALSTOM | P923 | 2010 | INST | RLY 81UFOF | 01 | 2013-01-06 | GB | 31315385 | 2019-08-22 | N/A | 81UFOF | NA | NA | NA | NA | 81UFOF | NA | NA | NA | NA | 10.G | 1.000 A | 110 V | P9230ASF112AG0V10.G | NA | Serial | NUMERICAL | NA | NO
KLUMPROA | WS/GWAY/AE07/AB/81UFOF | GWAY | BC 130 UFOF | 200181593 | 81UFOF,P923 | ALSTOM | P923 | 1997 | INST | RLY 81UFOF | 01 | 1997-01-24 | FR | 0304764 | 2021-02-16 | NA | 81UFOF | NA | NA | NA | NA | 81UFOF | NA | NA | NA | NA | NA | 1.000 A | 110 V | RFS340101F12JEA | NA | NA | STATIC | Back Up | NO
PRDAPROA | PS/PRGS/AE14/AB/81UFOF | PRGS | BC 130 UF LOAD SHEDDING | 200187155 | 81UFOF,RFS34,1 | ALSTOM | RFS34 | 1998 | INST | RLY 81UFOF | 02 | 1998-02-28 | GB | 305582L | 2019-04-30 | NA | 81UFOF | NA | NA | NA | NA | 81UFOF | NA | NA | NA | NA | NA | 1.000 A | 110 V | RFS340101F12JEA | NA | Serial | NUMERICAL | Back Up | NO
PRDAPROA | PS/PRGS/AE14/AB/81UFOF | PRGS | BC 130 UF LOAD SHEDDING | 200187156 | 81UFOF,RFS34,2 | ALSTOM | RFS34 | 1998 | INST | RLY 81UFOF | 02 | 1998-02-28 | GB | 305585L | 2019-04-30 | NA | 81UFOF | NA | NA | NA | NA | 81UFOF | NA | NA | NA | NA | NA | 1.000 A | 110 V | RFS340101F12JEA | NA | Serial | NUMERICAL | Back Up | NO
PRDAPROA | PS/SKSP/AE11/AB/81UFOF | SKSP | BC 130 UFOF | 200187467 | 81UFOF,P923 | ALSTOM | P923 | 2002 | INST | RLY 81UFOF | 02 | 2002-02-01 | GB | 0304774 | 2021-02-16 | 6.B | 81UFOF | NA | NA | NA | NA | 81UFOF | NA | NA | NA | NA | NA | 1.000 A | 110 V | P9230ASF111 | NA | Serial | NUMERICAL | Back Up | NO
PRDAPROA | PS/PRID/AE11/AB/81UFOF | PRID | BC 130 UFOF | 200187472 | 81UFOF,P923 | ALSTOM | P923 | 2002 | INST | RLY 81UFOF | 02 | 2002-02-01 | GB | 0304757 | 2018-01-09 | 6.B | 81UFOF | NA | NA | NA | NA | 81UFOF | NA | NA | NA | NA | NA | 1.000 A | 110 V | P9230ASF111 | NA | Serial | NUMERICAL | Back Up | NO
JBRUPROA | JS/PGPS/AC06/AB/81UFOF | PGPS | GTX_ST3C M20 UFOF | 200195423 | 81UFOF,MFVU14 | ALSTOM | MFVU14 | 1981 | INST | RLY 81UFOF | 02 | 1982-02-08 | GB | 29950299 | 2019-12-05 | NA | 81UFOF | NA | NA | NA | NA | 81UFOF | NA | NA | NA | NA | NA | 1.000 A | 110 V | N/A | NA | NA | STATIC | Back Up | NO
JBRUPROA | JS/PGPS/AC06/AB/81UFOF | PGPS | GTX_ST3C M20 UFOF | 200195424 | 81UFOF,MFVU14 | ALSTOM | MFVU14 | 1981 | INST | RLY 81UFOF | 02 | 1982-02-08 | GB | 29950300 | 2019-12-05 | NA | 81UFOF | NA | NA | NA | NA | 81UFOF | NA | NA | NA | NA | NA | 1.000 A | 110 V | N/A | NA | NA | STATIC | Back Up | NO
PRDAPROA | PS/GLGR/AE20/AB/81UFOF | GLGR | BS_2 160 UFOF | 200198220 | 81UFOF,P923 | ALSTOM | P923 | 2001 | INST | RLY 81UFOF | 07 | 2001-07-20 | SE | 31315383 | 2024-12-22 | 10.G | 81UFOF | NA | NA | NA | NA | 81UFOF | NA | NA | NA | NA | V10.G | 1.000 A | 110 V | P9230ASF112AG0 | NA | Serial | NUMERICAL | Back Up | NO
KBRUPROA | DS/JELI/AC03/AB/81UFOF | JELI | BC W10 UFOF | 200214193 | 81UFOF, P923, M | ALSTOM | P923 | 2015 | INST | RLY 81UFOF | 07 | 2015-07-11 | GB | NA | 2018-01-10 | 10.G | 81UFOF | NA | NA | NA | NA | 81UFOF | NA | NA | NA | NA | NA | 1.000 A | 110 V | NA | NA | Serial | NUMERICAL | Back Up | NO
KBRUPROA | DS/JELI/AC03/AB/81UFOF | JELI | BC W10 UFOF | 200214194 | 81UFOF, P923, R | ALSTOM | P923 | 2015 | INST | RLY 81UFOF | 07 | 2015-07-11 | GB | NA | 2018-01-10 | 10.G | 81UFOF | NA | NA | NA | NA | 81UFOF | NA | NA | NA | NA | NA | 1.000 A | 110 V | NA | NA | Serial | NUMERICAL | Back Up | NO
IPOHPROA | AS/PAPN/AE05/AB/81UFOF | PAPN | BC 130 UFOF | 200214817 | 81UFOF,P923 | ALSTOM | P923 | 2015 | INST | RLY 81UFOF | 03 | 2015-03-14 | GB | 36151192 | 2023-07-25 | NA | 81UFOF | NA | NA | NA | NA | 81UFOF | NA | NA | NA | NA | NA | 1.000 A | 110 V | P923OASF111 | NA | Serial | NUMERICAL | NA | NO
IPOHPROA | AS/PAPN/AE05/AB/81UFOF | PAPN | BC 130 UFOF | 200214818 | 81UFOF,P923 | ALSTOM | P923 | 2015 | INST | RLY 81UFOF | 03 | 2015-03-14 | GB | 36151191 | 2023-07-25 | NA | 81UFOF | NA | NA | NA | NA | 81UFOF | NA | NA | NA | NA | NA | 1.000 A | 110 V | P923OASF111 | NA | Serial | NUMERICAL | NA | NO
KLUMPROA | BS/MDAM/AE06/AB/81UFOF | MDAM | BC 130 UNDER FREQUENCY | 200216810 | 81UFOF,MBB,P923 | ALSTOM | P923 | 2014 | INST | RLY 81UFOF | 12 | 2014-12-21 | FR | NA | 2020-12-09 | NA | 81UFOF | NA | NA | NA | NA | 81UFOF | NA | NA | NA | NA | NA | 1.000 A | 110 V | NA | NA | NA | NUMERICAL | Back Up | NO
KLUMPROA | WS/SPKC/AE05/AB/81UFOF | SPKC | BC 130 UFOF | 200223863 | 81UFOF,KVFG142,MBB | ALSTOM | KVFG142 | 2010 | INST | RLY 81UFOF | 08 | 2010-08-19 | SE | NA | 2023-10-26 | V6 | 27UVOV | 81UFOF | NA | NA | NA | 81UFOF | NA | NA | NA | NA | V6 | 1.000 A | 110 V | NA | NA | Serial | NUMERICAL | Back Up | NO
KLUMPROA | WS/SPKC/AE05/AB/81UFOF | SPKC | BC 130 UFOF | 200223864 | 81UFOF,KVFG142,RBB | ALSTOM | KVFG142 | 2010 | INST | RLY 81UFOF | 08 | 2010-08-19 | SE | NA | 2023-10-26 | V6 | 27UVOV | 81UFOF | NA | NA | NA | 81UFOF | NA | NA | NA | NA | V6 | 1.000 A | 110 V | NA | NA | Serial | NUMERICAL | Back Up | NO
DGUNPROA | TS/TKLG/AE08/AB/81UFOF | TKLG | SGT_1 180 UFOF | 200225038 | 81UFOF,P922 | ALSTOM | P922 | 2008 | INST | RLY 81UFOF | 09 | 2008-09-21 | GB | 605935 | 2018-01-10 | 10.G | 81UFOF | NA | NA | NA | NA | 81UFOF | NA | NA | NA | NA | 10.G | 1.000 A | 110 V | P922S0ASF111 | NA | SERIAL | NUMERICAL | NA | NO
DGUNPROA | TS/TKLG/AE09/AB/81UFOF | TKLG | SGT_2 280 UFOF | 200225039 | 81UFOF,P922 | ALSTOM | P922 | 2008 | INST | RLY 81UFOF | 08 | 2008-08-30 | GB | 605934 | 2018-01-10 | 10.G | 81UFOF | NA | NA | NA | NA | 81UFOF | NA | NA | NA | NA | 10.G | 1.000 A | 110 V | P922S0ASF111 | NA | SERIAL | NUMERICAL | NA | NO
KLUMPROA | BS/MDAM/AE06/AB/81UFOF | MDAM | BC 130 UNDER FREQUENCY | 200225095 | 81UFOF,RBB,P923 | ALSTOM | 923 | 2014 | INST | RLY 81UFOF | 12 | 2014-12-21 | FR | NA | 2020-12-09 | NA | 81UFOF | NA | NA | NA | NA | 81UFOF | NA | NA | NA | NA | NA | 1.000 A | 110 V | NA | NA | NA | NUMERICAL | Back Up | NO
KLUMPROA | WS/DCTY/AE05/AB/81UFOF | DCTY | BC 130 UFOF | 200236186 | 81UFOF,M1,P923 | ALSTOM | P923 | 2014 | INST | RLY 81UFOF | 04 | 2017-05-18 | FR | 36260577/12/13 | 2021-02-16 | NA | 81UFOF | NA | NA | NA | NA | 81UFOF | NA | NA | NA | NA | NA | 1.000 A | 110 V | NA | NA | Parallel | NUMERICAL | Back Up | NO
KLUMPROA | WS/DCTY/AE05/AB/81UFOF | DCTY | BC 130 UFOF | 200236187 | 81UFOF,R1,P923 | ALSTOM | P923 | 2014 | INST | RLY 81UFOF | 04 | 2017-05-18 | FR | 36179571/12/12 | 2021-02-16 | NA | 81UFOF | NA | NA | NA | NA | 81UFOF | NA | NA | NA | NA | NA | 1.000 A | 110 V | NA | NA | Parallel | NUMERICAL | Back Up | NO
ASTRPROA | KS/PAUH/AE04/AB/81UFOF | PAUH | TX_2 210 UNDERFREQ(LOAD SHELDING) | 200245710 | 81UFOF,RFS3401 | ALSTOM | RFS340101F12JEA | 2000 | INST | RLY 81UFOF | 01 | 2000-04-30 | GB | 305610L |  | RFS3401 V2.2 | 81UFOF | NA | NA | NA | NA | 81UFOF | NA | NA | NA | NA | RFS3401 V2.2 | 1.000 A | 110 V | RFS340101F12JEA | NA | Serial | NUMERICAL | NA | NO
ASTRPROA | KS/PAUH/AE03/AB/81UFOF | PAUH | TX_1 110 UNDERFREQ(LOAD SHELDING) | 200245711 | 81UFOF,RFS3401 | ALSTOM | RFS340101F12JEA | 2000 | INST | RLY 81UFOF | 01 | 2000-04-30 | GB | 305602L |  | RFS3401 V2.2 | 81UFOF | NA | NA | NA | NA | 81UFOF | NA | NA | NA | NA | RFS3401 V2.2 | 1.000 A | 110 V | RFS340101F12JEA | NA | Serial | NUMERICAL | NA | NO
JBRUPROA | JS/KKUP/AE04/AB/81UFOF | KKUP | BC 130 UFOF | 200259706 | 81UFOF,P94VB,MBB | ALSTOM | P94VB | 2018 | INST | RLY 81UFOF | 04 | 2019-09-02 | GB | 34412268/04/18 | 2020-12-20 | 50H | 81UFOF | NA | NA | NA | NA | 81UFOF | NA | NA | NA | NA | 50H | 1.000 A | 110 V | P94VB11A1B050AA | NA | NA | NUMERICAL | NA | NO
JBRUPROA | JS/KKUP/AE04/AB/81UFOF | KKUP | BC 130 UFOF | 200259707 | 81UFOF,P94VB,RBB | ALSTOM | P94VB | 2018 | INST | RLY 81UFOF | 04 | 2019-09-02 | GB | 34412269/04/18 | 2020-12-20 | 50H | 81UFOF | NA | NA | NA | NA | 81UFOF | NA | NA | NA | NA | 50H | 1.000 A | 110 V | P94VB11A1B050AA | NA | NA | NUMERICAL | NA | NO
KLUMPROA | BS/KCPK/AE08/AB/81UFOF | KCPK | TX_2 210 UFOF | 200264733 | 81UFOF,M/R,P923 | ALSTOM | P923 | 2014 | INST | RLY 81UFOF | 06 | 2014-09-05 | FR | 0304770 | 2023-10-26 | 6.B | 81UFOF | 27UVOV | NA | NA | NA | 81UFOF | 27UVOV | NA | NA | NA | 6.B | 1.000 A | 110 V | P9230ASXX12AG | NA | Serial | NUMERICAL | NA | NO
KLUMPROA | WS/PVBJ/AE05/AB/81UFLS | PVBJ | BC_130 UFLS | 200268440 | 81MAIN,P94VB | ALSTOM | P94VB | 2019 | INST | RLY 81UFOF | 08 | 2020-10-26 | GB | 34854984/08/19 | 2024-01-18 | A(50M) | 81UFOF | NA | NA | NA | NA | 81UFOF | NA | NA | NA | NA | A(50M) | 1.000 A | 110 V | P94VB11A1B050AA |  |  | NUMERICAL | NA | NO
KLUMPROA | WS/PVBJ/AE05/AB/81UFLS | PVBJ | BC_130 UFLS | 200268441 | 81RESERVE,P94VB | ALSTOM | P94VB | 2019 | INST | RLY 81UFOF | 08 | 2020-10-26 | GB | 34854985/08/19 | 2024-01-18 | A(50M) | 81UFOF | NA | NA | NA | NA | 81UFOF | NA | NA | NA | NA | A(50M) | 1.000 A | 110 V | P94VB11A1B050AA |  |  | NUMERICAL | NA | NO
IPOHPROA | AS/PKID/AE05/AB/81UFOF | PKID | BC 130 UFOF | 200268471 | RESERVE BUS 81UFOF,P923 | ALSTOM | P923 | 2019 | INST | RLY 81UFOF | 10 | 2019-10-10 | GB | 39557940/4/16 | 2023-04-08 | 10.G | 81UFOF | NA | NA | NA | NA | 81UFOF | NA | NA | NA | NA | NA | 1.000 A | 110 V | 0ASZ312AG0 | NA | NA | NUMERICAL | NA | NO
SELGPROA | BS/VMBR/AE01/AB/81UFOF | VMBR | BC 130 UFOF | 200271326 | 81UFOF,MN,P94V | ALSTOM | P94VB | 2020 | INST | RLY 81UFOF | 01 | 2021-12-31 | GB | 34969292/01/20 | 2022-11-15 | A(62D) | 81UFOF | NA | NA | NA | NA | 81UFOF | NA | NA | NA | NA | A(62D) | 1.000 A | 110 V | P94VB11A1B050AA | NA | Universal Serial Bus | NUMERICAL | Back Up | NO
SELGPROA | BS/VMBR/AE01/AB/81UFOF | VMBR | BC 130 UFOF | 200271327 | 81UFOF,RES,P94V | ALSTOM | P94VB | 2020 | INST | RLY 81UFOF | 01 | 2021-12-31 | GB | 34969350/01/20 | 2022-11-15 | A(62D) | 81UFOF | NA | NA | NA | NA | 81UFOF | NA | NA | NA | NA | A(62D) | 1.000 A | 110 V | P94VB11A1B050AA | NA | Universal Serial Bus | NUMERICAL | Back Up | NO
KLUMPROA | WS/MTRE/AE04/AB/81UFOF | MTRE | BC 130 UFOF | 200273125 | 81UFOF,MBB,P94VB | ALSTOM | P94VB | 2020 | INST | RLY 81UFOF | 02 | 2021-12-31 | GB | 34790791 | 2022-10-26 |  | 81UFOF | NA | NA | NA | NA | 81UFOF | NA | NA | NA | NA | NA | 1.000 A | 110 V | P94VB11A1B050AA |  | NA | NUMERICAL | NA | NA
KLUMPROA | WS/MTRE/AE04/AB/81UFOF | MTRE | BC 130 UFOF | 200273126 | 81UFOF,RBB,P94VB | ALSTOM | P94VB | 2020 | INST | RLY 81UFOF | 02 | 2021-12-31 | GB | 34790792 | 2022-10-26 |  | 81UFOF | NA | NA | NA | NA | 81UFOF | NA | NA | NA | NA | NA | 1.000 A | 110 V | P94VB11A1B050AA |  | NA | NUMERICAL | NA | NA
IPOHPROA | AS/LMUT/AE03/AB/81UFOF | LMUT | BC 130 UFOF | 200283150 | 81UFOF,P923 | ALSTOM | P923 |  | INST | RLY 81UFOF |  | 2005-04-06 | GB | 3144003775/000010 | 2024-04-03 | NA | 81UFOF | NA | NA | NA | NA | 81UFOF | NA | NA | NA | NA | NA | 1.000 A | 110 V | NA | NA | NA | NUMERICAL | NA | NO
SBANPROA | NS/RASA/AE03/AB/81UFOF | RASA | BC 130 UFOF | 200294405 | 81UFOF,P923 | ALSTOM | P923 0ASV112CD0 | 2024 | INST | RLY 81UFOF | 07 | 2024-07-19 | GB | 39850328/11/23 | 2024-12-11 | NA | 81UFOF | NA | NA | NA | NA | 81UFOF | NA | NA | NA | NA | NA | 1.000 A | 110 V | P923 | NA | NA | NUMERICAL | NA | NO
KLUMPROA | WS/KLPV/AE05/AB/81UFOF | KLPV | BC 130 UFOF | 200295189 | 81UFOF,BK,P923,MBB1 | ALSTOM | P9230ASV112CD0 | 2023 | INST | RLY 81UFOF | 11 | 2024-10-04 | FR | 39850334/11/23 | 2024-12-30 | 12.D | 81UFOF | NA | NA | NA | NA | 81UFOF | NA | NA | NA | NA | NA | 1.000 A | 110 V | P9230ASV112CD0 | NA | Serial | NUMERICAL | Back Up | NO
KLUMPROA | WS/KLPV/AE05/AB/81UFOF | KLPV | BC 130 UFOF | 200295190 | 81UFOF,BK,P923,RBB | ALSTOM | P9230ASV112CD0 | 2023 | INST | RLY 81UFOF | 11 | 2024-10-04 | FR | 39850335/11/23 | 2024-12-29 | 12.D | 81UFOF | NA | NA | NA | NA | 81UFOF | NA | NA | NA | NA | NA | 1.000 A | 110 V | P9230ASV112CD0 | NA | Serial | NUMERICAL | Back Up | NO
PRDAPROA | PS/BWTN/AE06/AB/81UFOF | BWTN | BS 120 UFOF | 200298208 | 81UFOF,ALSTOM,MICOM P923 | ALSTOM | MICOM P923 |  | INST | RLY 81UFOF |  | 2025-01-05 | SE | 39850285/11/23 | 2025-07-07 | 6.B | 81UFOF | NA | NA | NA | NA | 81UFOF | NA | NA | NA | NA | NA | 1.000 A | 110 V | P9230ASV112CD0 | NA | NA | NUMERICAL | NA | NO
PRDAPROA | PS/BWTN/AE06/AB/81UFOF | BWTN | BS 120 UFOF | 200298209 | 81UFOF,ALSTOM,MICOM P923 | ALSTOM | MICOM P923 |  | INST | RLY 81UFOF |  | 2025-01-05 | SE | 39850317/11/23 |  | 6.B | 81UFOF | NA | NA | NA | NA | 81UFOF | NA | NA | NA | NA | NA | 1.000 A | 110 V | P9230ASV112CD0 | NA | NA | NUMERICAL | NA | NO
KLUMPROA | WS/DMHT/AE01/AB/81UFLS | DMHT | BC 130 UFLS | 200300527 | 27UV81UF,P94V,M1 | ALSTOM | P94VB11A1B0500AA | 2018 | INST | RLY 81UFOF | 10 | 2020-12-10 | FR | 34605594/10/18 |  | NA | 81UFOF | NA | NA | NA | NA | 81UFOF | NA | NA | NA | NA | NA | 1.000 A | 110 V | NA |  | Serial | NUMERICAL | Back Up | NO
KLUMPROA | WS/DMHT/AE01/AB/81UFLS | DMHT | BC 130 UFLS | 200300528 | 27UV81UF,P94V,R | ALSTOM | P94VB11A1B0500AA | 2018 | INST | RLY 81UFOF | 10 | 2020-12-10 | FR | 34605593/10/18 |  | NA | 81UFOF | NA | NA | NA | NA | 81UFOF | NA | NA | NA | NA | NA | 1.000 A | 110 V | NA |  | Serial | NUMERICAL | Back Up | NO
KLUMPROA | WS/TJYA/AE06/AB/81UFOF | TJYA | BC 130 UFOF | 800000777 | 81UFOF,P923,MBB1 | ALSTOM | P923 | 2013 | INST | RLY 81UFOF | 08 | 2013-08-01 | FR | 36041666 | 2023-02-27 | NA | 81UFOF | NA | NA | NA | NA | 81UFOF | NA | NA | NA | NA | NA | 1.000 A | 110 V | NA | NA | NA | NUMERICAL | NA | NA
KLUMPROA | WS/TJYA/AE06/AB/81UFOF | TJYA | BC 130 UFOF | 800000778 | 81UFOF,P923,MBB2 | ALSTOM | P923 | 2013 | INST | RLY 81UFOF | 08 | 2013-08-01 | FR | 36041669 | 2023-02-27 | NA | 81UFOF | NA | NA | NA | NA | 81UFOF | NA | NA | NA | NA | NA | 1.000 A | 110 V | NA | NA | NA | NUMERICAL | NA | NA
KLUMPROA | WS/TJYA/AE06/AB/81UFOF | TJYA | BC 130 UFOF | 800000779 | 81UFOF,P923,RBB | ALSTOM | P923 | 2013 | INST | RLY 81UFOF | 08 | 2013-08-01 | FR | 36041667 | 2023-02-27 | NA | 81UFOF | NA | NA | NA | NA | 81UFOF | NA | NA | NA | NA | NA | 1.000 A | 110 V | NA | NA | NA | NUMERICAL | NA | NA
KBRUPROA | DS/KBRU/AE03/AB/81UFOF | KBRU | BC 130 UFOF | 200189508 | 81UFOF, P923 | Areva | P923 | 2014 | INST | RLY 81UFOF | 08 | 2014-08-13 | FR | 36024052 | 2018-01-09 | 10.G | 81UFOF | NA | NA | NA | NA | 81UFOF | NA | NA | NA | NA | NA | 1.000 A | 110 V | P9230ASZ312AG0 | NA | Serial | NUMERICAL | NA | NO
KBRUPROA | DS/PCOR/AE03/AB/81UFOF | PCOR | BC 130 UFOF | 200211334 | 81UFOF, P923 | Areva | P923 | 2014 | INST | RLY 81UFOF | 08 | 2014-08-13 | FR | 36024055 | 2023-01-18 | 10.G | 81UFOF | NA | NA | NA | NA | 81UFOF | NA | NA | NA | NA | NA | 1.000 A | 110 V | P9230ASZ312AG0 | NA | Serial | NUMERICAL | NA | NO
JBRUPROA | JS/TBRU/AE06/AB/81UFOF | TBRU | BC 130 UFOF | 200040831 | 81UFOF,P923 | AREVA | P923 | 2003 | INST | RLY 81UFOF | 11 | 2004-10-28 | GB | 304756 | 2021-02-16 | NA | 81UFOF | NA | NA | NA | NA | 81UFOF | NA | NA | NA | NA | NA | 1.000 A | 110 V | P923OASF111 | NA | Serial | NUMERICAL | NA | NO
KLUMPROA | BS/NUNI/AE07/AB/81UFOF | NUNI | BC 130 UFOF | 200123620 | 81UFOF,P923 | AREVA | P923 | 2004 | INST | RLY 81UFOF | 12 | 2004-12-29 | FR | 505811 | 2021-02-16 | NA | 81UFOF | NA | NA | NA | NA | 81UFOF | NA | NA | NA | NA | NA | 1.000 A | 110 V | NA | NA | NA | STATIC | Back Up | NO
IPOHPROA | AS/SYP2/AE11/AB/81UFOF | SYP2 | BC 130 UFOF | 200127305 | 81UFOF,P922S | AREVA | P922S | 2005 | INST | RLY 81UFOF | 01 | 2005-01-01 | GB | 2105384 | 2018-01-08 | NA | 81UFOF | NA | NA | NA | NA | 81UFOF | NA | NA | NA | NA | NA | 1.000 A | 110 V | P922-OASF111 | NA | Serial | NUMERICAL | NA | NO
IPOHPROA | AS/SYP2/AE11/AB/81UFOF | SYP2 | BC 130 UFOF | 200127306 | 81UFOF,P922S | AREVA | P922S | 2005 | INST | RLY 81UFOF | 01 | 2005-01-01 | GB | 2105382 | 2018-01-08 | NA | 81UFOF | NA | NA | NA | NA | 81UFOF | NA | NA | NA | NA | NA | 1.000 A | 110 V | P922-OASF111 | NA | Serial | NUMERICAL | NA | NO
IPOHPROA | AS/PKID/AE01/AB/81UFOF | PKID | SIHY_2 405 UFOF | 200132515 | 81UFOF,MVAJ101 | AREVA | MVAJ101 | 2007 | INST | RLY 81UFOF | 11 | 2007-11-25 | GB | 1616299/12/05 | 2018-01-08 | NA | 81UFOF | NA | NA | NA | NA | 81UFOF | NA | NA | NA | NA | NA | 1.000 A | 110 V | MVAJ101J10800A | NA | NA | STATIC | NA | NO
IPOHPROA | AS/PKID/AE02/AB/81UFOF | PKID | TX_1 110 UFOF | 200132531 | 81UFOF,MVAJ101 | AREVA | MVAJ101 | 2007 | INST | RLY 81UFOF | 11 | 2007-11-25 | GB | 1616297/12/05 | 2018-01-08 | NA | 81UFOF | NA | NA | NA | NA | 81UFOF | NA | NA | NA | NA | NA | 1.000 A | 110 V | MVAJ101J10800A | NA | NA | STATIC | NA | NO
IPOHPROA | AS/PKID/AE03/AB/81UFOF | PKID | SIHY_1 305 UFOF | 200132548 | 81UFOF,MVAJ101 | AREVA | MVAJ101 | 2007 | INST | RLY 81UFOF | 11 | 2007-11-25 | GB | 1616301/12/05 | 2018-01-08 | NA | 81UFOF | NA | NA | NA | NA | 81UFOF | NA | NA | NA | NA | NA | 1.000 A | 110 V | MVAJ101J10800A | NA | NA | STATIC | NA | NO
IPOHPROA | AS/PKID/AE04/AB/81UFOF | PKID | TX_2 210 UFOF | 200132564 | 81UFOF,MVAJ101 | AREVA | MVAJ101 | 2007 | INST | RLY 81UFOF | 11 | 2007-11-25 | GB | 1616291/12/05 | 2018-01-08 | NA | 81UFOF | NA | NA | NA | NA | 81UFOF | NA | NA | NA | NA | NA | 1.000 A | 110 V | MVAJ101J10800A | NA | NA | STATIC | NA | NO
IPOHPROA | AS/PKID/AE05/AB/81UFOF | PKID | BC 130 UFOF | 200132580 | 81UFOF,MVAJ101 | AREVA | MVAJ101 | 2007 | INST | RLY 81UFOF | 11 | 2007-11-25 | IN | 1616302/12/05 | 2018-01-08 | NA | 81UFOF | NA | NA | NA | NA | 81UFOF | NA | NA | NA | NA | NA | 1.000 A | 110 V | MVAJ101J10800A | NA | NA | NUMERICAL | NA | NO
IPOHPROA | AS/PKID/AE08/AB/81UFOF | PKID | PAPN_1 705 UFOF | 200132603 | 81UFOF,MVAJ101 | AREVA | MVAJ101 | 2007 | INST | RLY 81UFOF | 11 | 2007-11-25 | GB | 1616293/12/05 | 2018-01-08 | NA | 81UFOF | NA | NA | NA | NA | 81UFOF | NA | NA | NA | NA | NA | 1.000 A | 110 V | MVAJ101J10800A | NA | NA | STATIC | NA | NO
IPOHPROA | AS/PKID/AE09/AB/81UFOF | PKID | TX_3 310 UFOF | 200132619 | 81UFOF,MVAJ101 | AREVA | MVAJ101 | 2007 | INST | RLY 81UFOF | 11 | 2007-11-25 | GB | 1616303/12/05 | 2018-01-08 | NA | 81UFOF | NA | NA | NA | NA | 81UFOF | NA | NA | NA | NA | NA | 1.000 A | 110 V | MVAJ101J10800A | NA | NA | STATIC | NA | NO
IPOHPROA | AS/PKID/AE10/AB/81UFOF | PKID | PAPN_2 805 UFOF | 200132635 | 81UFOF,MVAJ101 | AREVA | MVAJ101 | 2007 | INST | RLY 81UFOF | 11 | 2007-11-25 | GB | 1616296/12/05 | 2018-01-08 | NA | 81UFOF | NA | NA | NA | NA | 81UFOF | NA | NA | NA | NA | NA | 1.000 A | 110 V | MVAJ101J10800A | NA | NA | STATIC | NA | NO
IPOHPROA | AS/PKID/AE11/AB/81UFOF | PKID | TX_4 410 UFOF | 200132651 | 81UFOF,MVAJ101 | AREVA | MVAJ101 | 2007 | INST | RLY 81UFOF | 11 | 2007-11-25 | GB | 1616307/12/05 | 2018-01-08 | NA | 81UFOF | NA | NA | NA | NA | 81UFOF | NA | NA | NA | NA | NA | 1.000 A | 110 V | MVAJ101J10800A | NA | NA | STATIC | NA | NO
KTANPROA | CS/GBID/ME01/MB/81UFOF | GBID | 132KV UNDER FREQUENCY LOAD SHEDDING | 200150847 | 81UFOF,P923 | AREVA | P921 | 2010 | INST | RLY 81UFOF | 10 | 2010-10-01 | FR | 31315403 | 2025-06-24 | NA | 81UFOF | NA | NA | NA | NA | 81UFOF | NA | NA | NA | NA | NA | 1.000 A | 125 V | MICOM P923OASF111 | NA | NA | NUMERICAL | NA | NO
KTANPROA | CS/BIMK/ME01/MB/81UFOF | BIMK | 132KV UNDERFREQUENCY LOAD SHEDDING | 200152176 | 81UFOF,P923 | AREVA | P923 | 2010 | INST | RLY 81UFOF | 06 | 2010-06-03 | FR | 31315396 | 2024-04-29 | NA | 81UFOF | NA | NA | NA | NA | 81UFOF | NA | NA | NA | NA | NA | 1.000 A | 125 V | MICOM P923OASF112AG0 | NA | Serial | NUMERICAL | NA | NO
KTANPROA | CS/KAWA/ME01/MB/81UFOF | KAWA | 132KV UNDER FREQUENCY LOAD SHEDDING | 200171247 | 81UFOF,P923,M | AREVA | P923 | 2010 | INST | RLY 81UFOF | 10 | 2010-10-03 | FR | 31315395 | 2018-01-09 | NA | 81UFOF | NA | NA | NA | NA | 81UFOF | NA | NA | NA | NA | 1.0G | 1.000 A | 125 V | MICOM P923OASF111 | NA | NA | NUMERICAL | NA | NO
SELGPROA | BS/BTIN/AE04/AB/81UFOF | BTIN | BS_M 120 UFOF | 200173992 | 81UFOF,P923 | AREVA | P923 | 2004 | INST | RLY 81UFOF | 06 | 2006-09-16 | FR | 31315378 | 2024-07-05 | 10.G | 81UFOF | NA | NA | NA | NA | 81UFOF | NA | NA | NA | NA | 10.G | 1.000 A | 110 V | P9230ASF112AG0 | NA | Serial | STATIC | Back Up | NO
AKRHPROA | MS/KLMK/AE13/AB/81UFOF | KLMK | BC 130 UFOF | 200175844 | 81UFOF,P923 | AREVA | MICOM P923 | 1995 | INST | RLY 81UFOF | 05 | 1995-05-22 | FR | 0304748 | 2021-02-16 | NA | 81UFOF | NA | NA | NA | NA | 81UFOF | NA | NA | NA | NA | NA | 1.000 A | 110 V | NA | NA | NA | NUMERICAL | Back Up | NO
KLUMPROA | WS/MJLR/AE06/AB/81UFOF | MJLR | BC_130 UFOF | 200177556 | 81UFOF,P932,MAIN 1 | AREVA | MICOM P932 | 2011 | INST | RLY 81UFOF | 10 | 2011-10-04 | GB | 31353320 | 2021-02-16 | NA | 81UFOF | NA | NA | NA | NA | 81UFOF | NA | NA | NA | NA | P923 | 1.000 A | 110 V | NA | NA | NA | NUMERICAL | NA | NO
KLUMPROA | WS/MJLR/AE06/AB/81UFOF | MJLR | BC_130 UFOF | 200177557 | 81UFOF,P932,MAIN 2 | AREVA | MICOM P932 | 2011 | INST | RLY 81UFOF | 10 | 2011-10-04 | GB | 31353319 | 2021-02-16 | NA | 81UFOF | NA | NA | NA | NA | 81UFOF | NA | NA | NA | NA | P923 | 1.000 A | 110 V | NA | NA | NA | NUMERICAL | NA | NO
KLUMPROA | WS/MJLR/AE06/AB/81UFOF | MJLR | BC_130 UFOF | 200177558 | 81UFOF,P932,RESERVE | AREVA | MICOM P932 | 2011 | INST | RLY 81UFOF | 10 | 2011-10-04 | GB | 31353318 | 2021-02-16 | NA | 81UFOF | NA | NA | NA | NA | 81UFOF | NA | NA | NA | NA | P923 | 1.000 A | 110 V | NA | NA | NA | NUMERICAL | NA | NO
KLUMPROA | BS/SRDR/AE05/AB/81UFOF | SRDR | BC_130 UFOF | 200178300 | 81UFOF,BK,P923,MAIN | AREVA | P9230ASZ112AG0 | 2012 | INST | RLY 81UFOF | 01 | 2012-01-12 | FR | 31569617 | 2020-11-22 | NA | 81UFOF | 27UVOV | NA | NA | NA | 81UFOF | 27UVOV | NA | NA | NA | NA | 1.000 A | 110 V | P9230ASZ112AG0 | NA | SERIAL PORT | NUMERICAL | Back Up | NA
KLUMPROA | BS/SRDR/AE05/AB/81UFOF | SRDR | BC_130 UFOF | 200178301 | 81UFOF,BK,P923,RESERVE | AREVA | P9230ASZ112AG0 | 2012 | INST | RLY 81UFOF | 01 | 2012-01-12 | FR | 36024032 | 2020-11-22 | NA | 81UFOF | 27UVOV | NA | NA | NA | 81UFOF | 27UVOV | NA | NA | NA | NA | 1.000 A | 110 V | P9230ASZ112AG0 | NA | SERIAL PORT | NUMERICAL | Back Up | NA
SELGPROA | BS/TPGR/AE05/AB/81UFOF | TPGR | BC_1 130 UFOF | 200180377 | 81UFOF,AREVA,P923 | AREVA | P923 | 2002 | INST | RLY 81UFOF | 11 | 2004-12-26 | FR | 31213563 | 2023-10-26 | 10.G | 81UFOF | NA | NA | NA | NA | 81UFOF | NA | NA | NA | NA | 10.G | 1.000 A | 110 V | P9230ASF312AG0 | NA | Serial | NUMERICAL | Back Up | NO
SELGPROA | BS/LKDG/AE11/AB/81UFOF | LKDG | BC 130 UFOF | 200180378 | 81UFOF,AREVA,P923 | AREVA | P923 | 2010 | INST | RLY 81UFOF | 06 | 2012-10-16 | GB | 31315410 | 2023-10-26 | 10.G | 81UFOF | NA | NA | NA | NA | 81UFOF | NA | NA | NA | NA | 10.G | 1.000 A | 110 V | P9230ASF112AG0 | NA | NA | STATIC | Back Up | NO
KLUMPROA | BS/AHTM/AE07/AB/81UFOF | AHTM | BC 130 UFOF | 200181588 | 81UFOF,P923 | AREVA | P923 | 2013 | INST | RLY 81UFOF | 02 | 2013-02-19 | FR | 505789 | 2023-10-26 | NA | 81UFOF | NA | NA | NA | NA | 81UFOF | NA | NA | NA | NA | NA | 1.000 A | 110 V | RFS340101F12JEA | NA | NA | STATIC | Back Up | NO
KLUMPROA | BS/KDSA/AE09/AB/81UFOF | KDSA | BC 130 UFOF | 200181883 | 81UFOF,P923 | AREVA | P923 | 2013 | INST | RLY 81UFOF | 03 | 2013-03-01 | FR | NA | 2018-01-09 | 10.0 | 81UFOF | NA | NA | NA | NA | 81UFOF | NA | NA | NA | NA | 10.0 | 1.000 A | 110 V | NA | NA | Serial | NUMERICAL | NA | NO
SELGPROA | BS/PROT/AG06/AB/81UFOF | PROT | BS_2 1S0 UFOF | 200181993 | 81UFOF,AREVA,P923 | AREVA | P923 | 1983 | INST | RLY 81UFOF | 11 | 1985-02-24 | GB | 36024051 | 2021-07-27 | NA | 81UFOF | NA | NA | NA | NA | 81UFOF | NA | NA | NA | NA | NA | 1.000 A | 110 V | RFS340101F12JEA | NA | NA | STATIC | Back Up | NO
PRDAPROA | KS/ITNN/AE03/AB/81UFOF | ITNN | BC 130 UFOF | 200184996 | 81UFOF,P923,MAIN | AREVA | P923 | 2010 | INST | RLY 81UFOF | 12 | 2010-12-25 | DE | 4207273 | 2019-04-30 | 6.G | 81UFOF | NA | NA | NA | NA | 81UFOF | NA | NA | NA | NA | NA | 1.000 A | 110 V | P9230ASF111 | NA | Serial | NUMERICAL | Back Up | NO
PRDAPROA | KS/ITNN/AE03/AB/81UFOF | ITNN | BC 130 UFOF | 200184997 | 81UFOF,P923,RES | AREVA | P923 | 2010 | INST | RLY 81UFOF | 12 | 2010-12-25 | DE | 11096167 | 2019-04-30 | 6.G | 81UFOF | NA | NA | NA | NA | 81UFOF | NA | NA | NA | NA | NA | 1.000 A | 110 V | P9230ASF111 | NA | Serial | NUMERICAL | Back Up | NO
PRDAPROA | PS/BLPS/AE23/AB/81UFOF | BLPS | BC 230 UFOF | 200187347 | 81UFOF,P923 | AREVA | P923 | 2012 | INST | RLY 81UFOF | 10 | 2012-10-24 | GB | 4207272 | 2023-10-26 | 6.G | 81UFOF | NA | NA | NA | NA | 81UFOF | NA | NA | NA | NA | NA | 1.000 A | 110 V | P9230ASF111 | NA | Serial | NUMERICAL | NA | NO
PRDAPROA | KS/GRUN/AE09/AB/81UFOF | GRUN | BC 130 UFOF | 200187487 | 81UFOF,P923 | AREVA | P923 | 1995 | INST | RLY 81UFOF | 02 | 1995-02-13 | GB | 31315377 | 2019-04-30 | NA | 81UFOF | NA | NA | NA | NA | 81UFOF | NA | NA | NA | NA | V10.G | 1.000 A | 110 V | P9230ASF112AG0 | NA | Serial | NUMERICAL | Back Up | NO
PRDAPROA | PS/BBRU/AE10/AB/81UFOF | BBRU | BC 130 UFOF | 200187497 | 81UFOF,P923 | AREVA | P923 | 2012 | INST | RLY 81UFOF | 02 | 2012-02-01 | GB | 0505790 | 2019-04-25 | 6.E | 81UFOF | NA | NA | NA | NA | 81UFOF | NA | NA | NA | NA | NA | 1.000 A | 110 V | P9230ASF111 | NA | Serial | NUMERICAL | NA | NO
PRDAPROA | PS/ATJN/AE09/AB/81UFOF | ATJN | BC 130 UFOF | 200187508 | 81UFOF,P923 | AREVA | P923 | 2000 | INST | RLY 81UFOF | 06 | 2000-06-18 | GB | 0505806 | 2018-01-09 | NA | 81UFOF | NA | NA | NA | NA | 81UFOF | NA | NA | NA | NA | NA | 1.000 A | 110 V | P9230ASF111 | NA | Serial | NUMERICAL | NA | NO
SELGPROA | BS/BBTG/AE13/AB/81UFOF | BBTG | BC 130 UFOF | 200189811 | 81UFOF_M,AREVA,P923 | AREVA | P923 | 2012 | INST | RLY 81UFOF | 06 | 2014-07-01 | GB | 31315387 | 2023-03-27 | 10.G | 81UFOF | NA | NA | NA | NA | 81UFOF | NA | NA | NA | NA | 10.G | 1.000 A | 110 V | P9230ASF112AG0 | NA | Serial | NUMERICAL | Back Up | NO
KLUMPROA | BS/NUNI/AE07/AB/81UFOF | NUNI | BC 130 UFOF | 200193916 | 81UFOF,P923 | AREVA | P923 | 2004 | INST | RLY 81UFOF | 12 | 2004-12-29 | FR | 0505799 | 2021-02-16 | NA | 81UFOF | NA | NA | NA | NA | 81UFOF | NA | NA | NA | NA | NA | 1.000 A | 110 V | NA | NA | NA | NUMERICAL | NA | NA
KLUMPROA | BS/NUNI/AE07/AB/81UFOF | NUNI | BC 130 UFOF | 200193917 | 81UFOF,P923 | AREVA | P923 | 2004 | INST | RLY 81UFOF | 12 | 2004-12-29 | FR | 0505772 | 2021-02-16 | NA | 81UFOF | NA | NA | NA | NA | 81UFOF | NA | NA | NA | NA | NA | 1.000 A | 110 V | NA | NA | Serial | NUMERICAL | NA | NA
ASTRPROA | KS/ASTR/AE09/AB/81UFOF | ASTR | BC 130 UNDER/OVERFREQUENCY | 200198024 | 81UFOF,P923 | AREVA | P9230ASF112AG0 | 2015 | INST | RLY 81UFOF | 07 | 2015-07-09 | FR | 31315409 | 2023-10-26 | 10.G | 81UFOF | NA | NA | NA | NA | 81UFOF | NA | NA | NA | NA | 10.G | 1.000 A | 110 V | P9230ASF112AG0 | NA | Serial | NUMERICAL | NA | NO
KLUGPROA | JS/BBTU/ME01/MB/81UFOF | BBTU | 132KV UNDER FREQUENCY | 200198105 | 81UFOF,AREVA,P923 | AREVA | P923 | 2014 | INST | RLY 81UFOF | 08 | 2014-08-28 | SE | 0505771 | 2018-01-09 | NA | 81UFOF | NA | NA | NA | NA | 81UFOF | NA | NA | NA | NA | NA | 1.000 A | 110 V | RFS340101F12JEA | NA | Serial | NUMERICAL | Back Up | NO
KLUGPROA | JS/YGPN/ME01/MB/81UFOF | YGPN | 132KV UNDER FREQUENCY | 200198106 | 81UFOF,AREVA,P923 | AREVA | P923 | 2014 | INST | RLY 81UFOF | 08 | 2014-08-28 | SE | 0505772 | 2023-10-26 | NA | 81UFOF | NA | NA | NA | NA | 81UFOF | NA | NA | NA | NA | NA | 1.000 A | 110 V | RFS340101F12JEA | NA | Serial | NUMERICAL | Back Up | NO
SELGPROA | BS/PCHP/AE14/AB/81UFOF | PCHP | BC 230 UFOF | 200213320 | 81UFOF,MB2,P923 | AREVA | P923 | 2008 | INST | RLY 81UFOF | 12 | 2010-12-17 | FR | 50088887 | 2023-03-27 | NA | 81UFOF | NA | NA | NA | NA | 81UFOF | NA | NA | NA | NA | NA | 1.000 A | 110 V | P9230ASF311 | NA | Serial | STATIC | Back Up | NO
SELGPROA | BS/PCHP/AE14/AB/81UFOF | PCHP | BC 230 UFOF | 200213321 | 81UFOF,RB2,P923 | AREVA | P923 | 2008 | INST | RLY 81UFOF | 12 | 2010-12-17 | FR | 50088888 | 2023-03-27 | NA | 81UFOF | NA | NA | NA | NA | 81UFOF | NA | NA | NA | NA | NA | 1.000 A | 110 V | P9230ASF311 | NA | Serial | STATIC | Back Up | NO
SELGPROA | BS/PCHP/AE17/AB/27UVOV | PCHP | CAPBANK 145 UVOV | 200213355 | 27UV,AREVA,P922 | AREVA | P922 | 2009 | INST | RLY 81UFOF | 12 | 2011-10-20 | GB | 50088885 | 2021-05-24 | NA | 27UVOV | NA | NA | NA | NA | 27UVOV | NA | NA | NA | NA | NA | 1.000 A | 110 V | P9220ASF311 | NA | NA | NUMERICAL | NA | NO
SELGPROA | BS/PCHP/AE17/AB/27UVOV | PCHP | CAPBANK 145 UVOV | 200213397 | 50OV,AREVA,P922 | AREVA | P922 | 2009 | INST | RLY 81UFOF | 12 | 2011-10-20 | GB | 50088886 | 2021-05-24 | NA | 27UVOV | NA | NA | NA | NA | 27UVOV | NA | NA | NA | NA | NA | 1.000 A | 110 V | P9220ASF311 | NA | NA | NUMERICAL | NA | NO
KBRUPROA | DS/TMRH/AE07/AB/81UFOF | TMRH | BC 130 UFOF | 200214737 | 81UFOF, P923 | AREVA | P923 | 2014 | INST | RLY 81UFOF | 12 | 2015-07-27 | SE | 31315382 | 2023-10-26 | 10.G | 81UFOF | NA | NA | NA | NA | 81UFOF | NA | NA | NA | NA | NA | 1.000 A | 110 V | P9230ASF112AG0 | NA | Serial | NUMERICAL | NA | NO
ASTRPROA | KS/MGON/AE05/AB/81UFOF | MGON | BC 130 UNDER/OVERFREQUENCY | 200216733 | 81UFOF,P923 | AREVA | P9230ASF112AG0 | 2005 | INST | RLY 81UFOF | 08 | 2005-08-22 | FR | 31315398 | 2023-03-30 | V10 G | 81UFOF | NA | NA | NA | NA | 81UFOF | NA | NA | NA | NA | 10.G | 1.000 A | 110 V | P9230ASF112AG0 | NA | Serial | NUMERICAL | NA | NO
ASTRPROA | RS/KPLS/AE14/AB/81UFOF | KPLS | BS 120 UNDERFREQ(LOAD SHELDING) | 200222723 | 81UFOF,P923 | AREVA | P9230ASF112AG0 | 2011 | INST | RLY 81UFOF | 01 | 2012-01-01 | FR | 31315401 | 2023-03-28 | V10.G | 81UFOF | NA | NA | NA | NA | 81UFOF | NA | NA | NA | NA | NA | 1.000 A | 110 V | P9230ASF112AG0 | NA | Serial | NUMERICAL | NA | NO
KLUMPROA | CS/ATNI/AE11/AB/81UFOF | ATNI | BC 130 UFOF | 200245579 | 81UF,AREVA,P923 | AREVA | P923 | 2018 | INST | RLY 81UFOF | 06 | 2019-04-20 | GE | 0505776 | 2023-02-20 | NA | 81UFOF | NA | NA | NA | NA | 81UFOF | NA | NA | NA | NA | NA | 1.000 A | 110 V | NA | NA | NA | NUMERICAL | NA | NA
ASTRPROA | RS/KGAR/AE06/AB/81UFOF | KGAR | TX_2 210 UNDERFREQ(LOAD SHELDING) | 200245699 | 81UFOF,P923 | AREVA | P9230ASF112AG0 | 2015 | INST | RLY 81UFOF | 06 | 2015-06-22 | GB | 31315394 | 2023-03-28 | V10.G | 81UFOF | NA | NA | NA | NA | 81UFOF | NA | NA | NA | NA | V10.G | 1.000 A | 110 V | P9230ASF112AG0 | NA | Serial | NUMERICAL | NA | NO
KLUMPROA | BS/KJNG/AE10/AB/81UF | KJNG | BC 130 UNDER FREQUENCY | 200245851 | 81UF,BK,P923 | AREVA | P923 | 2017 | INST | RLY 81UFOF | 06 | 2017-06-22 | FR | 3144008354/000030 | 2022-09-12 | NA | 81UFOF | NA | NA | NA | NA | 81UFOF | NA | NA | NA | NA | NA | 1.000 A | 110 V | P9230ASF112AG | NA | Serial | NUMERICAL | Back Up | NO
KLUMPROA | BS/SDAM/AE03/AB/81UFOF | SDAM | TX_1 110 UFLS | 200252972 | 81UF,AREVA,P923 | AREVA | P923 | 2015 | INST | RLY 81UFOF | 09 | 2019-12-12 | GE | 39710145 | 2023-10-26 | NA | 81UFOF | NA | NA | NA | NA | 81UFOF | NA | NA | NA | NA | NA | 1.000 A | 110 V | 127151817 | NA | Serial | NUMERICAL | NA | NO
KLUGPROA | JS/BPHE/ME01/MB/81UFOF | BPHE | 132KV UNDER FREQUENCY | 200258967 | 81UFOF,AREVA,P923 | AREVA | P923 | 2016 | INST | RLY 81UFOF | 01 | 2016-08-06 | FR | 31315391 |  | 10.G | 81UFOF | NA | NA | NA | NA | 81UFOF | NA | NA | NA | NA | 10.G | 1.000 A | 110 V | RFS340101F12JEA | NA | Serial | NUMERICAL | Back Up | NO
KLUMPROA | WS/KLCC/AE07/AB/81UF | KLCC | BC 130 UNDER FREQUENCY | 200261418 | 81UFOF,BK,P923 | AREVA | P9230ASZ112AG0 | 2019 | INST | RLY 81UFOF | 12 | 2019-12-26 | FR | 200178301 | 2020-11-24 | NA | 81UF | NA | NA | NA | NA | 81UF | NA | NA | NA | NA | NA | 1.000 A | 110 V | P9230ASZ112AG0 | NA | Serial | NUMERICAL | Main | NO
SELGPROA | BS/SJTC/AE08/AB/81UFOF | SJTC | BC 130 U/O FREQUENCY | 200263023 | 80UFOF_R1,AREVA,P923 | AREVA | P923 | 2015 | INST | RLY 81UFOF | 12 | 2020-12-16 | GB | 31213563 |  | V10.G | 81UFOF | NA | NA | NA | NA | 81UFOF | NA | NA | NA | NA | V10.G | 1.000 A | 110 V | P9230ASF312AG0 | NA | Serial | NUMERICAL | Back Up | NO
KLUMPROA | BS/BSRD/AE05/AB/81UFOF | BSRD | BC_130 UFOF | 200266434 | 81UFOF,P923,MAIN | AREVA | P9230ASZ312AGO | 2018 | INST | RLY 81UFOF | 11 | 2018-11-05 | CN | 39679165/11/18 | 2022-12-27
KLUMPROA | BS/BSRD/AE05/AB/81UFOF | BSRD | BC_130 UFOF | 200266435 | 81UFOF,P923,RESERVE | AREVA | P9230ASZ312AGO | 2018 | INST | RLY 81UFOF | 11 | 2018-11-05 | CN | 39679166/11/18 | 2022-12-27
KTANPROA | CS/BNTG/ME01/MB/81UFOF | BNTG | 132KV UNDERFREQUENCY LOAD SHEDDING | 200276520 | 81UFOF,P94VB,ZA | AREVA | P94VB | 2020 | INST | RLY 81UFOF | 07 | 2023-03-01 | FR | 35076929/07/20 | 2023-10-26 | NA | 81UFOF | NA | NA | NA | NA | 81UFOF | NA | NA | NA | NA | NA | 1.000 A | 110 V | P94VB11A1B062AA | NA | Universal Serial Bus | NUMERICAL | Back Up | NA
SBANPROA | NS/TJGS/AE07/AB/81UFOF | TJGS | BC 130 UFOF | 200285759 | 81UFOF,P923,MBB1 | AREVA | P923 | 2008 | INST | RLY 81UFOF | 01 | 2008-04-10 | GB | 1107270 | 2025-07-25 | 6.F | 81UFOF | NA | NA | NA | NA | 81UFOF | NA | NA | NA | NA | 6.F | 1.000 A | 110 V | 51457/001 | NA | Serial | NUMERICAL | NA | NO
SBANPROA | NS/TJGS/AE07/AB/81UFOF | TJGS | BC 130 UFOF | 200285760 | 81UFOF,P923,MBB2 | AREVA | P923 | 2008 | INST | RLY 81UFOF | 01 | 2008-04-10 | GB | 1107269 | 2025-07-25 | 6.F | 81UFOF | NA | NA | NA | NA | 81UFOF | NA | NA | NA | NA | 6.F | 1.000 A | 110 V | 51457/001 | NA | Serial | NUMERICAL | NA | NO
SBANPROA | NS/TJGS/AE07/AB/81UFOF | TJGS | BC 130 UFOF | 200285761 | 81UFOF,P923,RBB | AREVA | P923 | 2008 | INST | RLY 81UFOF | 01 | 2008-04-10 | GB | 1107271 | 2025-07-25 | 6.F | 81UFOF | NA | NA | NA | NA | 81UFOF | NA | NA | NA | NA | 6.F | 1.000 A | 110 V | 51457/001 | NA | Serial | NUMERICAL | NA | NO
JBRUPROA | JS/PLTG/AD08/AB/81UFOF | PLTG | BC W20 UFOF | 200291731 | 81UFOF,M1,P923 | AREVA | P923 | 2023 | INST | RLY 81UFOF | 11 | 2024-03-21 | GB | 39850332/11/23 | 2024-12-29
JBRUPROA | JS/PLTG/AD08/AB/81UFOF | PLTG | BC W20 UFOF | 200291732 | 81UFOF,M2,P923 | AREVA | P923 | 2023 | INST | RLY 81UFOF | 11 | 2024-03-21 | GB | 39850326/11/23 | 2024-12-29
SBANPROA | NS/KRPH/AE03/AB/81UFOF | KRPH | BC 130 UFOF | 200293076 | 81UFOF,P923,M | AREVA | P9230 |  | INST | RLY 81UFOF |  | 2024-06-10 | GB | 39850322 | 2024-12-29 | NA | 81UFOF | 27UVOV | NA | NA | NA | 81UFOF | NA | NA | NA | NA | NA | 1.000 A | 110 V |  | NA | Serial | NUMERICAL | NA | NO
SBANPROA | NS/KRPH/AE03/AB/81UFOF | KRPH | BC 130 UFOF | 200293077 | 81UFOF,P923,R | AREVA | P92301 |  | INST | RLY 81UFOF |  | 2024-06-10 | GB | 39850323 | 2024-12-29 | NA | 81UFOF | 27UVOV | NA | NA | NA | 81UFOF | NA | NA | NA | NA | NA | 1.000 A | 110 V |  | NA | Serial | NUMERICAL | NA | NO
JBRUPROA | JS/TLST/AE05/AB/81UFOF | TLST | BC 130 UFOF | 200293227 | 81UFOF,P923,M | AREVA | P923 | 2023 | INST | RLY 81UFOF | 11 | 2024-06-28 | GB | 39850329/11/23 | 2024-12-26
JBRUPROA | JS/TLST/AE05/AB/81UFOF | TLST | BC 130 UFOF | 200293228 | 81UFOF,P923,R | AREVA | P923 | 2023 | INST | RLY 81UFOF | 11 | 2024-06-28 | GB | 39850339/11/23 | 2024-06-29
JBRUPROA | JS/LKIN/AE06/AB/81UFOF | LKIN | BC 130 UFOF | 200293408 | 81UFOF,P923,R | AREVA | P923 | 2023 | INST | RLY 81UFOF | 11 | 2024-07-18 | GB | 39850313 | 2024-07-17
JBRUPROA | JS/LKIN/AE06/AB/81UFOF | LKIN | BC 130 UFOF | 200293409 | 81UFOF,P923,M | AREVA | P923 | 2023 | INST | RLY 81UFOF | 11 | 2024-07-18 | GB | 39850284 | 2024-12-11
KTANPROA | CS/BNTG/ME01/MB/81UFOF | BNTG | 132KV UNDERFREQUENCY LOAD SHEDDING | 200294403 | 81UFOF,P94VB,ZB | AREVA | P94VB | 2023 | INST | RLY 81UFOF | 11 | 2024-10-24 | FR | 36555651/11/23 | 2024-12-29 | NA | 81UFOF | NA | NA | NA | NA | 81UFOF | NA | NA | NA | NA | NA | 1.000 A | 110 V | P94VB11A1B062AA | NA | Universal Serial Bus | NUMERICAL | NA | NA
AKRHPROA | JS/GRSK/AE07/AB/81UFOF | GRSK | BC 130 UFOF | 200294511 | 81UFOF,P94VB | AREVA | P94VB11A1B062AA | 2014 | INST | RLY 81UFOF | 05 | 2024-04-15 | SE | 076895Y | 2024-10-10 | NA | 81UFOF | NA | NA | NA | NA | 81UFOF | NA | NA | NA | NA | NA | 1.000 A | 110 V | NA | NA | NA | STATIC | NA | NO
AKRHPROA | JS/GRSK/AE07/AB/81UFOF | GRSK | BC 130 UFOF | 200294512 | 81UFOF,P94VB | AREVA | P94VB11A1B062AA | 2024 | INST | RLY 81UFOF | 04 | 2024-04-15 | SE | 577021Z | 2024-09-30 | NA | 81UFOF | NA | NA | NA | NA | 81UFOF | NA | NA | NA | NA | NA | 1.000 A | 110 V | NA | NA | NA | STATIC | NA | NO
KLUGPROA | JS/PRJA/ME01/MB/81UFOF | PRJA | 132KV UNDER FREQUENCY | 200299117 | 81UFOF,AREVA,P923,MBB | AREVA | P923 | 2003 | INST | RLY 81UFOF | 11 | 2024-11-13 | SE | 39850312/11/23 | 2025-05-12 | 10.G | 81UFOF |  |  |  |  | 81UFOF | NA | NA | NA | NA | NA | 1.000 A | 110 V | P9230ASV112CD0 | NA | Serial | NUMERICAL | NA | NO
KLUGPROA | JS/PRJA/ME01/MB/81UFOF | PRJA | 132KV UNDER FREQUENCY | 200299118 | 81UFOF,AREVA,P923,RBB | AREVA | P923 | 2003 | INST | RLY 81UFOF | 11 | 2024-11-13 | SE | 39850327/11/23 | 2025-03-20 | 10.G | 81UFOF | NA | NA | NA | NA | 81UFOF | NA | NA | NA | NA | NA | 1.000 A | 110 V | P9230ASV112CD0 | NA | Serial | NUMERICAL | NA | NO
IPOHPROA | AS/BSIA/AC01/AB/81UFOF | BSIA | TMGR_1 S10 UFOF | 200131759 | 81UFOF,YAT111a-2 | BBC | YAT111a-2 | 1983 | INST | RLY 81UFOF | 01 | 1983-01-01 | SE | NA | 2023-10-26 | NA | 81UFOF | NA | NA | NA | NA | 81UFOF | NA | NA | NA | NA | NA | 1.000 A | 110 V | YAT 111A-2 | NA | NA | STATIC | NA | NO
IPOHPROA | AS/BSIA/AC03/AB/81UFOF | BSIA | BTGH_1 S30 UFOF | 200131800 | 81UFOF,YAT111a-2 | BBC | YAT111a-2 | 1983 | INST | RLY 81UFOF | 01 | 1983-01-01 | SE | NA | 2023-10-26 | NA | 81UFOF | NA | NA | NA | NA | 81UFOF | NA | NA | NA | NA | NA | 1.000 A | 110 V | YAT 111A-2 | NA | NA | STATIC | NA | NO
IPOHPROA | AS/KNRG/AC01/AB/81UFOF | KNRG | TMGR_1 S10 UFOF | 200131831 | 81UFOF,YAT111a-2 | BBC | YAT111a-2 | 1983 | INST | RLY 81UFOF | 01 | 1983-01-01 | SE | NA | 2018-01-08 | NA | 81UFOF | NA | NA | NA | NA | 81UFOF | NA | NA | NA | NA | NA | 1.000 A | 110 V | YAT 111A-2 | NA | NA | STATIC | NA | NO
IPOHPROA | AS/KNRG/AC03/AB/81UFOF | KNRG | KKSR_1 S30 UFOF | 200131868 | 81UFOF,YAT111a-2 | BBC | YAT111a-2 | 1983 | INST | RLY 81UFOF | 01 | 1983-01-01 | SE | NA | 2018-01-08 | NA | 81UFOF | NA | NA | NA | NA | 81UFOF | NA | NA | NA | NA | NA | 1.000 A | 110 V | YAT 111A-2 | NA | NA | STATIC | NA | NO
KBRUPROA | CS/PKAN/AE03/AB/81UFOF | PKAN | BS 120 UNDER FREQUENCY | 200304021 | 81UFOF,P923,1 | CE GRID SOLUTION | P923 | 2024 | INST | RLY 81UFOF | 05 | 2025-05-30 | MY | 39865058/05/24 |  | 12.D | 81UFOF | NA | NA | NA | NA | 81UFOF | NA | NA | NA | NA | NA | 1.000 A | 110 V | P9230ASV112CD0 | NA | Serial | NUMERICAL | NA | NO
KBRUPROA | CS/PKAN/AE03/AB/81UFOF | PKAN | BS 120 UNDER FREQUENCY | 200304022 | 81UFOF,P923,2 | CE GRID SOLUTION | P923 | 2024 | INST | RLY 81UFOF | 04 | 2025-05-30 | MY | 39865059/05/24 | 2025-10-02 | 12.D | 81UFOF | NA | NA | NA | NA | 81UFOF | NA | NA | NA | NA | NA | 1.000 A | 110 V | P9230ASV112CD0 | NA | Serial | NUMERICAL | NA | NO
KTANPROA | CS/JBRS/AE06/AB/81UF | JBRS | BC 130 LOAD SHEDDING | 200254112 | 81UFOF,P94VB,ZM | GE | P94VB11A1B062AA | 2020 | INST | RLY 81UFOF | 10 | 2020-12-03 | FR | 35076908/07/20 (076908Y) | 2021-10-18 | NA | 81UFOF | NA | NA | NA | NA | 81UFOF | NA | NA | NA | NA | NA | 1.000 A | 110 V | P9230ASZ212AG0 | NA | Serial | NUMERICAL | Back Up | NA
KTANPROA | CS/JBRS/AE06/AB/81UF | JBRS | BC 130 LOAD SHEDDING | 200274087 | 81UFOF,P94VB,ZR | GE | P94VB11A1B062AA | 2021 | INST | RLY 81UFOF | 03 | 2022-04-08 | FR | 35076913 | 2023-10-26 | NA | 81UFOF | NA | NA | NA | NA | 81UFOF | NA | NA | NA | NA | NA | 1.000 A | 110 V | P94VB11A1B062AA | NA | Serial | NUMERICAL | Back Up | NA
SELGPROA | BS/ELMW/AE01/AB/81UFOF | ELMW | BC 130 UNDER FREQ | 200279082 | 81UFOF,MAIN,P94VB | GE | P94VB | 2020 | INST | RLY 81UFOF | 02 | 2022-10-16 | GB | 35007877/02/20 | 2023-06-12 | A(62D) | 81UFOF | NA | NA | NA | NA | 81UFOF | NA | NA | NA | NA | A(62D) | 1.000 A | 110 V | P94VB11A1B062AA |  | Universal Serial Bus | NUMERICAL | Back Up | NO
SELGPROA | BS/ELMW/AE01/AB/81UFOF | ELMW | BC 130 UNDER FREQ | 200279083 | 81UFOF,RESERVE,P94VB | GE | P94VB | 2020 | INST | RLY 81UFOF | 02 | 2022-10-16 | GB | 35007896/02/20 | 2023-06-12 | A(62D) | 81UFOF | NA | NA | NA | NA | 81UFOF | NA | NA | NA | NA | A(62D) | 1.000 A | 110 V | P94VB11A1B062AA |  | Universal Serial Bus | NUMERICAL | Back Up | NO
SELGPROA | BS/NRWG/AE12/AB/81UFOF | NRWG | BC 130 UFOF | 200280194 | 81UFOF,MAIN,P94VB | GE | P94VB | 2020 | INST | RLY 81UFOF | 07 | 2022-12-01 | GB | 35076904/07/20 | 2023-09-14 | A(62D) | 81UFOF | NA | NA | NA | NA | 81UFOF | NA | NA | NA | NA | A(62D) | 1.000 A | 110 V | P94VB11A1B062AA | NA | Universal Serial Bus | NUMERICAL | Back Up | NO
SELGPROA | BS/NRWG/AE12/AB/81UFOF | NRWG | BC 130 UFOF | 200280195 | 81UFOF,RESERVE,P94VB | GE | P94VB | 2020 | INST | RLY 81UFOF | 07 | 2022-12-01 | GB | 35076914/07/20 | 2023-09-14 | A(62D) | 81UFOF | NA | NA | NA | NA | 81UFOF | NA | NA | NA | NA | A(62D) | 1.000 A | 110 V | P94VB11A1B062AA | NA | Universal Serial Bus | NUMERICAL | Back Up | NO
AKRHPROA | MS/KLMK/AE13/AB/81UFOF | KLMK | BC 130 UFOF | 200285075 | 81UFOF,P94VB | GE | P94VB | 2021 | INST | RLY 81UFOF | 10 | 2023-02-15 | GB | 35477662/09/21 |  | 62D | 81UFOF | NA | NA | NA | NA | 81UFOF | NA | NA | NA | NA | A(62D) | 1.000 A | 110 V | P94VB11A1B062AA | NA | Universal Serial Bus | NUMERICAL | NA | NO
AKRHPROA | MS/KLMK/AE13/AB/81UFOF | KLMK | BC 130 UFOF | 200285076 | 81UFOF,P94VB | GE | P94VB | 2021 | INST | RLY 81UFOF | 10 | 2023-02-15 | GB | 35477661/09/21 |  | 62D | 81UFOF | NA | NA | NA | NA | 81UFOF | NA | NA | NA | NA | A(62D) | 1.000 A | 110 V | P94VB11A1B062AA | NA | Universal Serial Bus | NUMERICAL | NA | NO
JBRUPROA | JS/SDAI/AE11/AB/81UFOF | SDAI | BS 120 UFOF | 200285616 | 81UFOF,M,P94 | GE | P94VB11A1B062AA | 2022 | INST | RLY 81UFOF | 03 | 2023-07-13 | GB | 35608154/03/22 | 2023-11-15 | NA | 81UFOF | NA | NA | NA | NA | 81UFOF | NA | NA | NA | NA | NA | 1.000 A | 110 V | NA | NA | Local Area Network | NUMERICAL | Main | NO
JBRUPROA | JS/SDAI/AE11/AB/81UFOF | SDAI | BS 120 UFOF | 200285617 | 81UFOF,R,P94 | GE | P94VB11A1B062AA | 2023 | INST | RLY 81UFOF | 06 | 2023-07-13 | GB | 35076926/06/23 | 2023-11-15 | NA | 81UFOF | NA | NA | NA | NA | 81UFOF | NA | NA | NA | NA | NA | 1.000 A | 110 V | NA | NA | Local Area Network | NUMERICAL | Back Up | NO
SELGPROA | BS/SHAN/CE01/CP/LSS01 | SHAN | LSS E05 | 200287631 | 81UFOF,M1,P94VB | GE | P94VB | 2020 | INST | RLY 81UFOF | 07 | 2023-10-03 | GB | 35076901/07/20 | 2024-03-18 | A(62D) | 81UFOF | NA | NA | NA | NA | 81UFOF | NA | NA | NA | NA | NA | 1.000 A | 110 V | P94VB11A1B062AA |  | Universal Serial Bus | NUMERICAL | Main | NO
SELGPROA | BS/SHAN/CE01/CP/LSS01 | SHAN | LSS E05 | 200287632 | 81UFOF,M2,P94VB | GE | P94VB | 2020 | INST | RLY 81UFOF | 07 | 2023-10-03 | GB | 35076911/07/20 |  | A(62D) | 81UFOF | NA | NA | NA | NA | 81UFOF | NA | NA | NA | NA | NA | 1.000 A | 110 V | P94VB11A1B062AA |  | Universal Serial Bus | NUMERICAL | Main | NO
KLUMPROA | BS/IOIM/AE04/AB/81UFLS | IOIM | BC_130 UFLS | 200290388 | UFLS MBB,P94VB | GE | P94VB | 2022 | INST | RLY 81UFOF | 05 | 2023-09-22 | GB | 36091877/05/22 | 2024-03-05 | A(62D) | 81UFOF | NA | NA | NA | NA | 81UFOF | NA | NA | NA | NA | A(62D) | 1.000 A | 110 V | P94VB11A1B062AA |  | NA | NUMERICAL | Back Up | NO
KLUMPROA | BS/IOIM/AE04/AB/81UFLS | IOIM | BC_130 UFLS | 200290389 | UFLS RBB,P94VB | GE | P94VB | 2022 | INST | RLY 81UFOF | 05 | 2023-09-22 | GB | 36091876/05/22 | 2024-03-05 | A(62D) | 81UFOF | NA | NA | NA | NA | 81UFOF | NA | NA | NA | NA | A(62D) | 1.000 A | 110 V | P94VB11A1B062AA |  | NA | NUMERICAL | Back Up | NO
SELGPROA | BS/OLPT/CC01/CP/LSS01 | OLPT | LOAD SHEDDING SCHEME | 200291225 | 81UF ,M1, GEP94VB | GE | P94VB | 2022 | INST | RLY 81UFOF | 06 | 2024-01-01 | GB | 36120281/06/22 | 2024-11-15 | 2.15 | 81UFOF | NA | NA | NA | NA | 81UFOF | NA | NA | NA | NA | 2.15 | 1.000 A | 110 V |  |  | Universal Serial Bus | NUMERICAL | Back Up | NO
SELGPROA | BS/OLPT/CC01/CP/LSS01 | OLPT | LOAD SHEDDING SCHEME | 200291226 | 81UF, R1, GEP94VB | GE | P94VB | 2022 | INST | RLY 81UFOF | 06 | 2024-01-01 | GB | 36120280/06/22 | 2024-11-15 | 2.15 | 81UFOF | NA | NA | NA | NA | 81UFOF | NA | NA | NA | NA | 2.15 | 1.000 A | 110 V |  |  | Universal Serial Bus | NUMERICAL | Back Up | NO
SELGPROA | BS/OLPT/CC01/CP/LSS01 | OLPT | LOAD SHEDDING SCHEME | 200291578 | 81UF ,M2, GEP94VB | GE | P94VB | 2022 | INST | RLY 81UFOF | 06 | 2024-01-01 | GB | 36120282/06/22 | 2024-11-15 | 2.15 | 81UFOF | NA | NA | NA | NA | 81UFOF | NA | NA | NA | NA | 2.15 | 1.000 A | 110 V |  |  | Local Area Network | NUMERICAL | Main 1 | NO
SELGPROA | BS/OLPT/CC01/CP/LSS01 | OLPT | LOAD SHEDDING SCHEME | 200291579 | 81UF, R2, GEP94VB | GE | P94VB | 2022 | INST | RLY 81UFOF | 06 | 2024-01-01 | GB | 36120283/06/22 | 2024-11-15 | 2.15 | 81UFOF | NA | NA | NA | NA | 81UFOF | NA | NA | NA | NA | 2.15 | 1.000 A | 110 V |  |  | Universal Serial Bus | NUMERICAL | Main 2 | NO
SELGPROA | BS/PKLG/CC01/CP/WAPD01 | PKLG | WAPD01 | 200292104 | 81UFOF,MN,P94VB | GE | P94VB11 | 2020 | INST | RLY 81UFOF | 07 | 2024-02-22 | GB | 35076903/07/20 | 2024-08-28 | A(62D) | 81UFOF | NA | NA | NA | NA | 81UFOF | NA | NA | NA | NA | A(62D) | 1.000 A | 110 V | P94VB11A1B062AA | NA | Universal Serial Bus | NUMERICAL | Back Up | NO
SELGPROA | BS/PKLG/CC01/CP/WAPD01 | PKLG | WAPD01 | 200292105 | 81UFOF,RES,P94VB | GE | P94VB11 | 2020 | INST | RLY 81UFOF | 07 | 2024-02-22 | GB | 35076917/07/20 | 2024-04-30 | A(62D) | 81UFOF | NA | NA | NA | NA | 81UFOF | NA | NA | NA | NA | A(62D) | 1.000 A | 110 V | P94VB11A1B062AA | NA | Universal Serial Bus | NUMERICAL | Back Up | NO
SELGPROA | BS/SHAE/AE05/AB/81UFOF | SHAE | BC 130 UNDERFREQUENCY | 200293217 | 81UFOF,GE P94VB,MB | GE | P94VB11A1B062AA | 2023 | INST | RLY 81UFOF | 11 | 2024-06-27 | GB | 36555660/11/23 | 2024-12-30 | P94VB_1_620D | 81UFOF | NA | NA | NA | NA | 81UFOF | NA | NA | NA | NA | P94VB_1_620D | 1.000 A | 110 V | P94VB11A1B062AA | NA | Universal Serial Bus | NUMERICAL | Back Up | NO
SELGPROA | BS/SHAE/AE05/AB/81UFOF | SHAE | BC 130 UNDERFREQUENCY | 200293218 | 81UFOF,GE P94VP,RB | GE | P94VB11A1B062AA | 2023 | INST | RLY 81UFOF | 11 | 2024-06-27 | GB | 36555649/11/23 | 2024-12-30 | P94VB_1_620D | 81UFOF | NA | NA | NA | NA | 81UFOF | NA | NA | NA | NA | P94VB_1_620D | 1.000 A | 110 V | P94VB11A1B062AA | NA | Universal Serial Bus | NUMERICAL | Back Up | NO
SELGPROA | BS/BBTC/AE03/AB/81UFOF | BBTC | BC 130 UNDER FREQ | 200293734 | 81UFOF,MN,GE P94VB | GE | P94VB11 | 2023 | INST | RLY 81UFOF | 11 | 2024-07-02 | GB | 36562059/11/23 | 2024-10-09 | P94VB_1_620D | 81UFOF | NA | NA | NA | NA | 81UFOF | NA | NA | NA | NA | P94VB_1_620D | 1.000 A | 110 V | P94VB11A1B062AA |  | Universal Serial Bus | NUMERICAL | Back Up | NO
SELGPROA | BS/BBTC/AE03/AB/81UFOF | BBTC | BC 130 UNDER FREQ | 200293735 | 81UFOF,RES,GE P94VB | GE | P94VB11 | 2023 | INST | RLY 81UFOF | 11 | 2024-07-02 | GB | 36555658/11/23 | 2024-10-09 | P94VB_1_620D | 81UFOF | NA | NA | NA | NA | 81UFOF | NA | NA | NA | NA | P94VB_1_620D | 1.000 A | 110 V | P94VB11A1B062AA |  | Universal Serial Bus | NUMERICAL | Back Up | NO
SELGPROA | BS/BKPR/AE05/AB/81UFOF | BKPR | BC 130 UFOF | 200293736 | 81UFOF,MN,GE P94VB | GE | P94VB11 | 2023 | INST | RLY 81UFOF | 11 | 2024-06-16 | GB | NA | 2024-10-09 | P94VB_1_620D | 81UFOF | NA | NA | NA | NA | 81UFOF | NA | NA | NA | NA | P94VB_1_620D | 1.000 A | 110 V | P94VB11A1B062AA |  | Universal Serial Bus | NUMERICAL | Back Up | NO
SELGPROA | BS/BKPR/AE05/AB/81UFOF | BKPR | BC 130 UFOF | 200293737 | 81UFOF,RES,GE P94VB | GE | P94VB11 | 2023 | INST | RLY 81UFOF | 11 | 2024-06-16 | GB | NA | 2024-10-09 | P94VB_1_620D | 81UFOF | NA | NA | NA | NA | 81UFOF | NA | NA | NA | NA | P94VB_1_620D | 1.000 A | 110 V | P94VB11A1B062AA |  | Universal Serial Bus | NUMERICAL | Back Up | NO
SELGPROA | BS/PJST/AE06/AB/81UFOF | PJST | BC 130 U/O FREQUENCY | 200293738 | 81UFOF,MN,GE P94VB | GE | P94VB11 | 2023 | INST | RLY 81UFOF | 11 | 2024-07-14 | GB | 36555654/11/23 | 2025-04-15 | P94VB_1_620D | 81UFOF | NA | NA | NA | NA | 81UFOF | NA | NA | NA | NA | P94VB_1_620D | 1.000 A | 110 V | P94VB11A1B062AA |  | Universal Serial Bus | NUMERICAL | Back Up | NO
SELGPROA | BS/PJST/AE06/AB/81UFOF | PJST | BC 130 U/O FREQUENCY | 200293739 | 81UFOF,RES,GE P94VB | GE | P94VB11 | 2020 | INST | RLY 81UFOF | 07 | 2024-07-14 | GB | 35076893/07/20 | 2025-04-15 | P94VB_1_620D | 81UFOF | NA | NA | NA | NA | 81UFOF | NA | NA | NA | NA | P94VB_1_620D | 1.000 A | 110 V | P94VB11A1B062AA |  | Universal Serial Bus | NUMERICAL | Back Up | NO
SELGPROA | BS/PCHP/AE05/AB/81UFOF | PCHP | BC 130 U/O FREQUENCY | 200293740 | 81UFOF,MN,GE P94VB | GE | P94VB11 | 2023 | INST | RLY 81UFOF | 11 | 2024-07-24 | GB | 36555663/11/23 | 2024-12-29 | P94VB_1_620D | 81UFOF | NA | NA | NA | NA | 81UFOF | NA | NA | NA | NA | P94VB_1_620D | 1.000 A | 110 V | P94VB11A1B062AA |  | Universal Serial Bus | NUMERICAL | Back Up | NO
SELGPROA | BS/PCHP/AE05/AB/81UFOF | PCHP | BC 130 U/O FREQUENCY | 200293741 | 81UFOF,RES,GE P94VB | GE | P94VB11 | 2023 | INST | RLY 81UFOF | 11 | 2024-07-24 | GB | 36555661/11/23 | 2024-12-29 | P94VB_1_620D | 81UFOF | NA | NA | NA | NA | 81UFOF | NA | NA | NA | NA | P94VB_1_620D | 1.000 A | 110 V | P94VB11A1B062AA |  | Universal Serial Bus | NUMERICAL | Back Up | NO
SELGPROA | BS/RSID/AE05/AB/81UFOF | RSID | BC 130 UFOF | 200293742 | 81UFOF,MN,GE P94VB | GE | P94VB11 | 2023 | INST | RLY 81UFOF | 11 | 2024-05-30 | GB | 36562066/11/23 | 2024-08-08 | P94VB_1_620D | 81UFOF | NA | NA | NA | NA | 81UFOF | NA | NA | NA | NA | P94VB_1_620D | 1.000 A | 110 V | P94VB11A1B062AA |  | Universal Serial Bus | NUMERICAL | Back Up | NO
SELGPROA | BS/RSID/AE05/AB/81UFOF | RSID | BC 130 UFOF | 200293743 | 81UFOF,RES,GE P94VB | GE | P94VB11 | 2023 | INST | RLY 81UFOF | 11 | 2024-05-30 | GB | 36555656/11/23 | 2024-12-11 | P94VB_1_620D | 81UFOF | NA | NA | NA | NA | 81UFOF | NA | NA | NA | NA | P94VB_1_620D | 1.000 A | 110 V | P94VB11A1B062AA |  | Universal Serial Bus | NUMERICAL | Back Up | NO
SELGPROA | BS/TMSY/AE06/AB/81UFOF | TMSY | BC 130 UFOF | 200294155 | 81UFOF,MAIN,GE P94VB | GE | P94VB11 | 2023 | INST | RLY 81UFOF | 11 | 2024-09-02 | GB | 36555648/11/23 | 2024-12-29 | 6.E | 81UFOF | NA | NA | NA | NA | 81UFOF | NA | NA | NA | NA | 6.E | 1.000 A | 110 V | P94VB11A1B062AA | NA | Universal Serial Bus | NUMERICAL | Back Up | NO
SELGPROA | BS/TMSY/AE06/AB/81UFOF | TMSY | BC 130 UFOF | 200294156 | 81UFOF,RES,GE P94VB | GE | P94VB11 | 2023 | INST | RLY 81UFOF | 11 | 2024-09-02 | GB | 36562062/11/23 | 2024-12-29 | 6.E | 81UFOF | NA | NA | NA | NA | 81UFOF | NA | NA | NA | NA | 6.E | 1.000 A | 110 V | P94VB11A1B062AA | NA | Universal Serial Bus | NUMERICAL | Back Up | NO
SELGPROA | BS/NSDA/AE05/AB/81UFOF | NSDA | BC 130 UFOF | 200294159 | 81UFOF,MAIN,GE P94VB | GE | P94VB11 | 2020 | INST | RLY 81UFOF | 07 | 2024-06-29 | GB | 35076915/07/20 | 2024-12-29 | 6.E | 81UFOF | NA | NA | NA | NA | 81UFOF | NA | NA | NA | NA | 6.E | 1.000 A | 110 V | P94VB11A1B062AA | NA | Universal Serial Bus | NUMERICAL | Back Up | NO
SELGPROA | BS/NSDA/AE05/AB/81UFOF | NSDA | BC 130 UFOF | 200294160 | 81UFOF,RES,GE P94VB | GE | P94VB11 | 2020 | INST | RLY 81UFOF | 07 | 2024-06-29 | GB | 35076909/07/20 | 2024-12-29 | 6.E | 81UFOF | NA | NA | NA | NA | 81UFOF | NA | NA | NA | NA | 6.E | 1.000 A | 110 V | P94VB11A1B062AA | NA | Universal Serial Bus | NUMERICAL | Back Up | NO
ASTRPROA | RS/PLPS/AE11/AB/81UFOF | PLPS | TPAU 705 UNDERFREQ(LOAD SHELDING) | 200294550 | 81UFOF,GE P94VB | GE | P94VB | 2020 | INST | RLY 81UFOF | 07 | 2024-09-24 | GB | 35076898/07/20 | 2025-07-07 | P94VB___1__620_D | 81UFOF | NA | NA | NA | NA | 81UFOF | NA | NA | NA | NA | P94VB___1__620_D | 1.000 A | 110 V | P94VB11A1B062AA | NA | Universal Serial Bus | NUMERICAL | SPECIAL SCHEME | NO
SELGPROA | BS/BRGS/AE32/AB/81UFOF | BRGS | BT 11230 81UFOF | 200294788 | 81UFOF,NORTH,P94VB | GE | P94VB | 2023 | INST | RLY 81UFOF | 11 | 2024-10-01 | GB | 36562058/11/23 | 2025-01-15 | A(62D) | 81UFOF | NA | NA | NA | NA | 81UFOF | NA | NA | NA | NA | A(62D) | 1.000 A | 110 V | P94VB11A1B062AA | NA | Universal Serial Bus | NUMERICAL | Back Up | NO
SELGPROA | BS/BRGS/AE32/AB/81UFOF | BRGS | BT 11230 81UFOF | 200294789 | 81UFOF,SOUTH,P94VB | GE | P94VB | 2023 | INST | RLY 81UFOF | 11 | 2024-10-01 | GB | 36562057/11/23 | 2025-01-15 | A(62D) | 81UFOF | NA | NA | NA | NA | 81UFOF | NA | NA | NA | NA | A(62D) | 1.000 A | 110 V | P94VB11A1B062AA | NA | Universal Serial Bus | NUMERICAL | Back Up | NO
SELGPROA | BS/OLPT/CE01/CP/LSS01 | OLPT | LOAD SHEDDING SCHEME | 200296789 | 81UF,M,GEP94VB | GE | P94VB | 2022 | INST | RLY 81UFOF | 06 | 2023-10-27 | GB | 36120280/06/22 | 2025-03-11 | 2.15 | 81UFOF | NA | NA | NA | NA | 81UFOF | NA | NA | NA | NA | 2.15 | 1.000 A | 110 V |  |  | Local Area Network | NUMERICAL | Main 1 | NO
SELGPROA | BS/OLPT/CE01/CP/LSS01 | OLPT | LOAD SHEDDING SCHEME | 200296790 | 81UF,R,GEP94VB | GE | P94VB | 2022 | INST | RLY 81UFOF | 06 | 2023-10-27 | GB | 36120281/06/22 |  | 2.15 | 81UFOF | NA | NA | NA | NA | 81UFOF | NA | NA | NA | NA | 2.15 | 1.000 A | 110 V |  |  | Local Area Network | NUMERICAL | Main 1 | NO
JBRUPROA | JS/TTKJ/AE08/AB/81UFOF | TTKJ | BC 130 UFOF | 200297999 | 81MBB,MN,P94VB | GE | P94VB | 2022 | INST | RLY 81UFOF | 04 | 2024-12-29 | GB | 36066620/04/22 | 2025-03-19 | A62(D) | 27UVOV | NA | NA | NA | NA | 27UVOV | NA | NA | NA | NA | A62(D) | 1.000 A | 110 V | P94VB11A1B062AA |  | Universal Serial Bus | NUMERICAL | NA | NA
JBRUPROA | JS/SELG/AE05/AB/81UFOF | SELG | BC 130 UFOF | 200298941 | 81UFOF,M,P94VB | GE | P94VB11A1B062AA | 2020 | INST | RLY 81UFOF | 07 | 2024-07-29 | GB | 35076919/07/20 | 2025-03-11 | NA | 81UFOF | NA | NA | NA | NA | 81UFOF | NA | NA | NA | NA | NA | 1.000 A | 110 V | NA | NA | Local Area Network | NUMERICAL | Main | NO
JBRUPROA | JS/SELG/AE05/AB/81UFOF | SELG | BC 130 UFOF | 200298942 | 81UFOF,R,P94VB | GE | P94VB11A1B062AA | 2020 | INST | RLY 81UFOF | 07 | 2024-07-29 | GB | 35076923/07/20 | 2025-03-04 | NA | 81UFOF | NA | NA | NA | NA | 81UFOF | NA | NA | NA | NA | NA | 1.000 A | 110 V | NA | NA | Local Area Network | NUMERICAL | Main | NO
JBRUPROA | JS/TPOI/AE04/AB/81UFOF | TPOI | BC 130 UFOF | 200298943 | 81UFOF,M,P94VB | GE | P94VB11A1B062AA | 2020 | INST | RLY 81UFOF | 07 | 2024-09-01 | GB | 35076894/07/20 | 2025-03-11 | NA | 81UFOF | NA | NA | NA | NA | 81UFOF | NA | NA | NA | NA | NA | 1.000 A | 110 V | NA | NA | Local Area Network | NUMERICAL | Main | NO
JBRUPROA | JS/TPOI/AE04/AB/81UFOF | TPOI | BC 130 UFOF | 200298944 | 81UFOF,R,P94VB | GE | P94VB11A1B062AA | 2020 | INST | RLY 81UFOF | 07 | 2024-09-01 | GB | 35076916/07/20 | 2025-07-25 | NA | 81UFOF | NA | NA | NA | NA | 81UFOF | NA | NA | NA | NA | NA | 1.000 A | 110 V | NA | NA | Local Area Network | NUMERICAL | Main | NO
SELGPROA | BS/BBDG/AE03/AB/81UFOF | BBDG | BS 120 UFOF | 200300002 | 81UFOF,MAIN,GE P94VB | GE | P94VB11 | 2020 | INST | RLY 81UFOF | 07 | 2025-03-19 | GB | 35076921/07/20 | 2025-07-08 | 6.E | 81UFOF | NA | NA | NA | NA | 81UFOF | NA | NA | NA | NA | 6.E | 1.000 A | 110 V | P94VB11A1B062AA | NA | Universal Serial Bus | NUMERICAL | Back Up | NO
SELGPROA | BS/BBDG/AE03/AB/81UFOF | BBDG | BS 120 UFOF | 200300003 | 81UFOF,RES,GE P94VB | GE | P94VB11 | 2023 | INST | RLY 81UFOF | 11 | 2025-03-19 | GB | 36555662/11/23 | 2025-07-08 | 6.E | 81UFOF | NA | NA | NA | NA | 81UFOF | NA | NA | NA | NA | 6.E | 1.000 A | 110 V | P94VB11A1B062AA | NA | Universal Serial Bus | NUMERICAL | Back Up | NO
SELGPROA | BS/PCHJ/AE05/AB/81UFOF | PCHJ | BC 130 UNDER FREQ | 200300004 | 81UFOF,MAIN,GE P94VB | GE | P94VB11 | 2023 | INST | RLY 81UFOF | 11 | 2024-11-26 | GB | 36555646/11/23 |  | 6.E | 81UFOF | NA | NA | NA | NA | 81UFOF | NA | NA | NA | NA | 6.E | 1.000 A | 110 V | P94VB11A1B062AA | NA | Universal Serial Bus | NUMERICAL | Back Up | NO
SELGPROA | BS/PCHJ/AE05/AB/81UFOF | PCHJ | BC 130 UNDER FREQ | 200300005 | 81UFOF,RES,GE P94VB | GE | P94VB11 | 2023 | INST | RLY 81UFOF | 11 | 2024-11-26 | GB | 36555653/11/23 |  | 6.E | 81UFOF | NA | NA | NA | NA | 81UFOF | NA | NA | NA | NA | 6.E | 1.000 A | 110 V | P94VB11A1B062AA | NA | Universal Serial Bus | NUMERICAL | Back Up | NO
MTEPPROA | WS/KLCE/AE02/AB/81UFOF | KLCE | BC 130 UFOF | 200300133 | 81UFOF,MN,GE P94VB | GE | P94VB11 | 2025 | INST | RLY 81UFOF | 01 | 2025-01-08 | GB | 36750001/06/24
MTEPPROA | WS/KLCE/AE02/AB/81UFOF | KLCE | BC 130 UFOF | 200300134 | 81UFOF,RES,GE P94VB | GE | P94VB11 | 2025 | INST | RLY 81UFOF | 01 | 2025-01-08 | GB | 36750000/06/24
DGUNPROA | TS/KNYT/CN01/CP/LSS01 | KNYT | LOAD SHEDDING SCHEME | 200302043 | 81UFOF,P94VB | GE | P94VB | 2023 | INST | RLY 81UFOF | 11 | 2025-08-02 | GB | 36578176/11/23 |  |  | 81UFOF | NA | NA | NA | NA | 81UFOF | NA | NA | NA | NA |  | 1.000 A | 110 V | P94VB11A1B062AA |  | Universal Serial Bus | NUMERICAL | NA | NO
ASTRPROA | KS/PAUH/ME01/MB/81UFOF | PAUH | 132KV BUSBAR UFOF | 200033379 | 81UFOF,RFS3401,M | GEC | RFS3401 | 1989 | INST | RLY 81UFOF | 11 | 1989-11-10 | GB | 305602L | 2018-01-05 | NA | 81UFOF | NA | NA | NA | NA | 81UFOF | NA | NA | NA | NA | NA | 1.000 A | 110 V | RFS340101F12JEA | NA | NA | NUMERICAL | NA | NO
KLUMPROA | BS/SRDG/AE01/AB/81UFOF | SRDG | GEN_GT1 190 OFOF | 200073492 | 81UFOF,BK,FCN950 | GEC | FCN950 | 1990 | INST | RLY 81UFOF | 09 | 1990-09-13 | GB | NA | 2018-01-08 | NA | 81UFOF | NA | NA | NA | NA | 81UFOF | NA | NA | NA | NA | NA | 1.000 A | 110 V | RS611006-AA | NA | NA | STATIC | Back Up | NO
ASTRPROA | KS/PAUH/ME01/MB/81UFOF | PAUH | 132KV BUSBAR UFOF | 200145579 | 81UFOF,RFS3401,R | GEC | RFS3401 | 1989 | INST | RLY 81UFOF | 11 | 1989-11-10 | GB | 305610L | 2018-01-08 | NA | 81UFOF | NA | NA | NA | NA | 81UFOF | NA | NA | NA | NA | NA | 1.000 A | 110 V | RFS340101F12JEA | NA | NA | NUMERICAL | NA | NO
JBRUPROA | JS/MAJD/AE09/AB/81UFOF | MAJD | BC 130 UFOF | 200173966 | 81UFOF,RFS3401 | GEC | RFS3401 | 2006 | INST | RLY 81UFOF | 01 | 2009-01-01 | GB | N/A | 2023-10-26 | N/A | 81UFOF | NA | NA | NA | NA | 81UFOF | NA | NA | NA | NA | NA | 1.000 A | 110 V | RFS340101F12JEA | NA | Serial | NUMERICAL | NA | NO
KLUGPROA | JS/PGEH/AE07/AB/81UFOF | PGEH | BC 130 UFOF | 200276082 | F81MBB,P94VB | GE GRID | P94VB | 2021 | INST | RLY 81UFOF | 02 | 2022-08-01 | GB | 35272958/02/21 | 2022-12-27 |  | 81UFOF | NA | NA | NA | NA | 81UFOF | NA | NA | NA | NA | A(62D) | 1.000 A | 110 V | P94VB11A1B062AA |  | NA | NUMERICAL | Back Up | NO
KLUGPROA | JS/PGEH/AE07/AB/81UFOF | PGEH | BC 130 UFOF | 200276083 | F81RBB,P94VB | GE GRID | P94VB | 2021 | INST | RLY 81UFOF | 02 | 2022-08-01 | GB | 35272959/02/21 | 2022-12-27 |  | 81UFOF | NA | NA | NA | NA | 81UFOF | NA | NA | NA | NA | A(62D) | 1.000 A | 110 V | P94VB11A1B062AA |  | NA | NUMERICAL | Back Up | NO
KLUMPROA | BS/JDHL/AE05/AB/81UFOF | JDHL | BC 130 UFOF | 200281498 | F81MBB,P94VB | GE GRID | P94VB | 2019 | INST | RLY 81UFOF | 08 | 2022-08-29 | GB | 34852113/08/19 | 2023-03-15 | A(62D) | 81UFOF | NA | NA | NA | NA | 81UFOF | NA | NA | NA | NA | A(62D) | 1.000 A | 110 V | P94VB11A1B062AA |  | Universal Serial Bus | NUMERICAL | NA | YES
KLUMPROA | BS/JDHL/AE05/AB/81UFOF | JDHL | BC 130 UFOF | 200281499 | F81RBB,P94VB | GE GRID | P94VB | 2019 | INST | RLY 81UFOF | 08 | 2022-08-29 | GB | 34852114/08/19 | 2023-03-15 | A(62D) | 81UFOF | NA | NA | NA | NA | 81UFOF | NA | NA | NA | NA | A(62D) | 1.000 A | 110 V | P94VB11A1B062AA |  | Universal Serial Bus | NUMERICAL | NA | YES
AKRHPROA | MS/PMKA/AE04/AB/81UFOF | PMKA | BC 130 UFOF | 200288797 | 81UFOF,MBB,P94VB | GE GRID | P94VB | 2021 | INST | RLY 81UFOF | 02 | 2023-12-09 | GB | 35303821/03/21 | 2024-02-06 | A(62D) | 81UFOF | NA | NA | NA | NA | 81UFOF | NA | NA | NA | NA | A(62D) | 1.000 A | 110 V | P94VB11A1B062AA |  | NA | NUMERICAL | Back Up | NO
AKRHPROA | MS/PMKA/AE04/AB/81UFOF | PMKA | BC 130 UFOF | 200288798 | 81UFOF,RBB,P94VB | GE GRID | P94VB | 2021 | INST | RLY 81UFOF | 02 | 2023-12-09 | GB | 35303820/03/21 | 2024-02-06 | A(62D) | 81UFOF | NA | NA | NA | NA | 81UFOF | NA | NA | NA | NA | A(62D) | 1.000 A | 110 V | P94VB11A1B062AA |  | NA | NUMERICAL | Back Up | NO
KLUMPROA | WS/BBCC/AE05/AB/81UFLS | BBCC | BC_130 UFLS | 200290853 | 81MBB,P94VB | GE GRID | P94VB | 2019 | INST | RLY 81UFOF | 11 |  | GB | 34951559/12/19 |  | A(50M) | 81UFOF | NA | NA | NA | NA | 81UFOF | NA | NA | NA | NA | A(50M) | 1.000 A | 110 V | P94VB11A1B050AA |  | Serial | NUMERICAL | NA | NO
KLUMPROA | WS/BBCC/AE05/AB/81UFLS | BBCC | BC_130 UFLS | 200290854 | 81RBB,P94VB | GE GRID | P94VB | 2019 | INST | RLY 81UFOF | 11 |  | GB | 34951557/12/19 |  | A(50M) | 81UFOF | NA | NA | NA | NA | 81UFOF | NA | NA | NA | NA | A(50M) | 1.000 A | 110 V | P94VB11A1B050AA |  | Serial | NUMERICAL | NA | NO
DGUNPROA | TS/RPTS/AE03/AB/81UF | RPTS | BS 120 LOAD SHEDDING | 200288332 | 81UFOF, GE, P94VB MN1 | GE GRID SOLUTION | P94VB11A1B062AA | 2023 | INST | RLY 81UFOF | 01 | 2023-11-10 | GB | 36304128/01/23 | 2023-11-24 | A(62D) | 81UFOF | NA | NA | NA | NA | 81UFOF | NA | NA | NA | NA | A(62D) | 1.000 A | 110 V | P94VB11A1B062AA | NA | Universal Serial Bus | NUMERICAL | Main 1 | NO
DGUNPROA | TS/RPTS/AE03/AB/81UF | RPTS | BS 120 LOAD SHEDDING | 200288333 | 81UFOF, GE, P94VB MN2 | GE GRID SOLUTION | P94VB11A1B062AA | 2023 | INST | RLY 81UFOF | 03 | 2023-11-10 | GB | 36360611/03/23 |  | A(62D) | 81UFOF | NA | NA | NA | NA | 81UFOF | NA | NA | NA | NA | A(62D) | 1.000 A | 110 V | P94VB11A1B062AA | NA | Universal Serial Bus | NUMERICAL | Main 2 | NO
PRDAPROA | PS/BBRU/AE10/AB/81UFOF | BBRU | BC 130 UFOF | 200303535 | F81UF/M (NEW) | GE GRID SOLUTION | P94VB | 2023 | INST | RLY 81UFOF | 01 | 2025-09-23 | GB | 36511716/09/23 | 2025-10-02 | A(62D) | 81UFOF |  |  |  |  | 81UFOF |  |  |  |  | A(62D) | 1.000 A | 110 V | P94VB11A1B062AA |  |  | NUMERICAL
PRDAPROA | PS/BBRU/AE10/AB/81UFOF | BBRU | BC 130 UFOF | 200303537 | F81UF/R (NEW) | GE GRID SOLUTION | P94VB | 2023 | INST | RLY 81UFOF | 01 | 2025-09-23 | GB | 36511717/09/23 | 2025-10-02 | A(62D) | 81UFOF |  |  |  |  | 81UFOF |  |  |  |  | A(62D) | 1.000 A | 110 V | P94VB11A1B062AA |  |  | NUMERICAL
KLUGPROA | JS/RNGT/AE04/AB/81UFOF | RNGT | BS 120 UNDER/OVERFREQUENCY Relay | 200304245 | F81UF/M1,P94VB | GE GRID SOLUTIONS | P94VB11A1B062AA | 2023 | INST | RLY 81UFOF | 11 | 2025-10-09 | GB | 36581230/12/23 |  | A(62D) | 81UFOF | NA | NA | NA | NA | 81UFOF | NA | NA | NA | NA | NA | 1.000 A | 110 V | P94VB11A1B062AA |  | Local Area Network | NUMERICAL | Main 1 | YES
KLUGPROA | JS/RNGT/AE04/AB/81UFOF | RNGT | BS 120 UNDER/OVERFREQUENCY Relay | 200304246 | F81UF/M2,P94VB | GE GRID SOLUTIONS | P94VB11A1B062AA | 2023 | INST | RLY 81UFOF | 11 | 2025-10-09 | GB | 36581238/12/23 |  | A(62D) | 81UFOF | NA | NA | NA | NA | 81UFOF | NA | NA | NA | NA | NA | 1.000 A | 110 V | P94VB11A1B062AA |  | Local Area Network | NUMERICAL | Main 2 | YES
KTANPROA | CS/TGLN/AE06/AB/81UFOF | TGLN | BC 130 LOAD SHEDDING | 200298210 | 81UFOF,MBB,P94VB | GENERAL ELECTRIC | P94VB |  | INST | RLY 81UFOF |  | 2025-01-06 | FR | 36562060/11/23 | 2025-03-11 | NA | 81UFOF | NA | NA | NA | NA | 81UFOF | NA | NA | NA | NA | NA | 1.000 A | 110 V | P94VB11A1B062AA | NA | Universal Serial Bus | NUMERICAL | NA | NO
KTANPROA | CS/TGLN/AE06/AB/81UFOF | TGLN | BC 130 LOAD SHEDDING | 200298211 | 81UFOF,RBB,P94VB | GENERAL ELECTRIC | P94VB |  | INST | RLY 81UFOF |  | 2025-01-06 | FR | 36555659/11/23 |  | NA | 81UFOF | NA | NA | NA | NA | 81UFOF | NA | NA | NA | NA | NA | 1.000 A | 110 V | P94VB11A1B062AA | NA | Universal Serial Bus | NUMERICAL | NA | NO
AKRHPROA | JS/SABG/AE01/AB/81UFOF | SABG | PJML 305 81UFOF | 200175846 | 81UFOF,SPAF140C | NA | RFS 3401 | 1995 | INST | RLY 81UFOF | 01 | 1995-01-13 | SE | 305574L | 2023-10-26 | NA | 81UFOF | NA | NA | NA | NA | 81UFOF | NA | NA | NA | NA | NA | 1.000 A | 110 V | RFS340101F12JEA | NA | NA | NUMERICAL | NA | NO
AKRHPROA | JS/SABG/AJ01/AB/81UFOF | SABG | TX_1 31 OCEF | 200175847 | 81UFOF,SPAF 140C | NA | RFS 3401 | 2010 | INST | RLY 81UFOF | 08 | 1995-01-13 | SE | NA | 2023-10-26 | NA | 81UFOF | NA | NA | NA | NA | 81UFOF | NA | NA | NA | NA | NA | 1.000 A | 110 V | NA | NA | NA | NUMERICAL | NA | NO
AKRHPROA | MS/MJYA/AE09/AB/81UFOF | MJYA | BC 130 81UFOF | 200298862 | 81UFOF,P923 | NA | MICOM P923 |  | INST | RLY 81UFOF |  | 2024-08-15 | GB | NA | 2025-05-12 | NA | 81UFOF | NA | NA | NA | NA | 81UFOF | NA | NA | NA | NA | NA | 1.000 A | 110 V | NA | NA | NA | NUMERICAL | NA | NO
AKRHPROA | MS/SRBI/AE05/AB/UFOF | SRBI | BC 130 UVOF | 200209299 | 81UF,MN,P923 | NARI | P923 | 2015 | INST | RLY 81UFOF | 08 | 2015-08-22 | CN | 36179570/12/12 | 2018-01-10 | NA | 81UFOF | NA | NA | NA | NA | 81UFOF | NA | NA | NA | NA | 10.G | 1.000 A | 110 V | NA | NA | NA | NUMERICAL | NA | NO
AKRHPROA | MS/SRBI/AE05/AB/UFOF | SRBI | BC 130 UVOF | 200209300 | 81UF,M2,P923 | NARI | P923 | 2015 | INST | RLY 81UFOF | 08 | 2015-08-22 | CN | 36294363/05/14 | 2018-01-10 | NA | 81UFOF | NA | NA | NA | NA | 81UFOF | NA | NA | NA | NA | 10.G | 1.000 A | 110 V | NA | NA | NA | NUMERICAL | NA | NO
JBRUPROA | JS/GPTH/AE06/AB/81UFOF | GPTH | BC 130 UFOF | 200292000 | 81UFOF,P923,M | SCHENEIDER | P923 | 2023 | INST | RLY 81UFOF | 11 | 2024-04-25 | GB | 39850309 | 2025-07-11
JBRUPROA | JS/GPTH/AE06/AB/81UFOF | GPTH | BC 130 UFOF | 200292001 | 81UFOF,P923,R | SCHENEIDER | P923 | 2023 | INST | RLY 81UFOF | 11 | 2024-04-25 | GB | 39850340 | 2025-07-11
AKRHPROA | MS/PGAD/AE06/AB/81UFOF | PGAD | BC 130 UFOF | 200252063 | 81UFOF,MBB,P923 | SCHENEIDER ELECTRIC | P923 | 2017 | INST | RLY 81UFOF | 06 | 2019-08-24 | SE | 39616411/06/17 | 2023-09-04 | NA | 81UFOF | NA | NA | NA | NA | 81UFOF | NA | NA | NA | NA | 10C | 1.000 A | 110 V | 121008795 | NA | Serial | NUMERICAL | Back Up | NO
AKRHPROA | MS/PGAD/AE06/AB/81UFOF | PGAD | BC 130 UFOF | 200252064 | 81UFOF,RBB,P923 | SCHENEIDER ELECTRIC | P923 | 2017 | INST | RLY 81UFOF | 06 | 2019-08-24 | SE | 39616412/06/17 | 2023-09-04 | NA | 81UFOF | NA | NA | NA | NA | 81UFOF | NA | NA | NA | NA | 10C | 1.000 A | 110 V | 121008795 | NA | Serial | NUMERICAL | Back Up | NO
SBANPROA | NS/SNWG/AE05/AB/81UFOF | SNWG | BC 130 UFOF | 200255301 | 81UF,MN,P923 | Schneider | P923 | 2018 | INST | RLY 81UFOF | 01 | 2019-12-13 | FR | 39642305/01/18 | 2021-12-18 |  | 81UFOF | 27UVOV | NA | NA | NA | 81UFOF | NA | NA | NA | NA | NA | 1.000 A | 110 V |  | NA | Serial | NUMERICAL | Main | NO
SBANPROA | NS/SNWG/AE05/AB/81UFOF | SNWG | BC 130 UFOF | 200255302 | 81UF,RES,P923 | Schneider | P923 | 2018 | INST | RLY 81UFOF | 01 | 2019-12-13 | FR | 39642303/01/18 | 2021-12-18 |  | 81UFOF | 27UVOV | NA | NA | NA | 81UFOF | NA | NA | NA | NA | NA | 1.000 A | 110 V |  | NA | Serial | NUMERICAL | Back Up | NO
SELGPROA | BS/BCHG/AE09/AB/81UFOF | BCHG | BC 130 UFOF | 200273318 | 81UFOF,P923 | Schneider | P923 | 2021 | INST | RLY 81UFOF | 03 | 2022-03-23 | GB | 39762662/03/21 | 2023-09-13 | NA | 81UFOF | NA | NA | NA | NA | 81UFOF | NA | NA | NA | NA | NA | 1.000 A | 110 V | P9230ASZ312AG0 | NA | Serial | NUMERICAL | Back Up | NO
KLUMPROA | WS/BJLL/AE05/AB/81UFOF | BJLL | BC 130 UFOF | 200293657 | 81UFOF/M,BK,P923 | Schneider | P923 | 2023 | INST | RLY 81UFOF | 11 | 2024-08-07 | FR | 39850310/11/23 | 2025-01-14 | 12D | 81UFOF | 27UVOV | NA | NA | NA | 81UFOF | NA | NA | NA | NA | NA | 1.000 A | 110 V | P9230ASV112CD0 | NA | Serial | NUMERICAL | Back Up | NA
KLUMPROA | WS/BJLL/AE05/AB/81UFOF | BJLL | BC 130 UFOF | 200293658 | 81UFOF/R,BK,P923 | Schneider | P923 | 2023 | INST | RLY 81UFOF | 11 | 2024-08-07 | FR | 39850298/11/23 | 2025-01-14 | 12D | 81UFOF | 27UVOV | NA | NA | NA | 81UFOF | NA | NA | NA | NA | NA | 1.000 A | 110 V | P9230ASV112CD0 | NA | Serial | NUMERICAL | Back Up | NO
IPOHPROA | AS/SIKD/AE04/AB/81UFOF | SIKD | BC 130 UFOF | 200296310 | 81UFOF,MAIN,P923 | Schneider | P923 |  | INST | RLY 81UFOF |  | 2024-11-04 | GB | 39850306/11/23 | 2025-01-15 | 12.D | 81UFOF | NA | NA | NA | NA | 81UFOF | NA | NA | NA | NA | NA | 1.000 A | 110 V | 0ASV112CD0 | NA | NA | NUMERICAL | NA | NO
IPOHPROA | AS/SIKD/AE04/AB/81UFOF | SIKD | BC 130 UFOF | 200296311 | 81UFOF,RES,P923 | Schneider | P923 |  | INST | RLY 81UFOF |  | 2024-11-04 | GB | 39850321/11/23 | 2025-01-15 | 12.D | 81UFOF | NA | NA | NA | NA | 81UFOF | NA | NA | NA | NA | NA | 1.000 A | 110 V | 0ASV112CD0 | NA | NA | NUMERICAL | NA | NO
IPOHPROA | AS/TASK/AE04/AB/81UFOF | TASK | TX_2 210 UFOF | 200129679 | 81UFOF,P923 | SCHNEIDER | P923 | 2015 | INST | RLY 81UFOF | 04 | 2015-11-20 | GB | 36188646 | 2023-12-21 | V10G | 81UFOF | NA | NA | NA | NA | 81UFOF | NA | NA | NA | NA | NA | 1.000 A | 110 V | RFS340101F12JEA | NA | NA | NUMERICAL | NA | NO
SELGPROA | BS/CBPS/AG01/AB/81UFOF | CBPS | TX_3 3T0 UFOF | 200181992 | 81UFOF,AREVA,P923 | SCHNEIDER | P923 | 2011 | INST | RLY 81UFOF | 06 | 2013-03-23 | GB | 36024063 | 2023-03-28 | 10.G | 81UFOF | NA | NA | NA | NA | 81UFOF | NA | NA | NA | NA | NA | 1.000 A | 110 V | P9230ASZ312AG0 | NA | NA | STATIC | Back Up | NO
KLUMPROA | BS/SRDN/AE07/AB/81UFOF | SRDN | BC 130 UFOF | 200182088 | 81UF,MN,P923 | SCHNEIDER | P923 | 2013 | INST | RLY 81UFOF | 01 | 2013-01-29 | FR | 36035296 | 2019-05-11 | 10.A | 81UFOF | NA | NA | NA | NA | 81UFOF | NA | NA | NA | NA | 10.A | 5.000 A | 110 V | NA | NA | Serial | NUMERICAL | Main | NO
KLUMPROA | BS/SRDN/AE07/AB/81UFOF | SRDN | BC 130 UFOF | 200182089 | 81UF,MN,P923 | SCHNEIDER | P923 | 2013 | INST | RLY 81UFOF | 01 | 2013-01-29 | FR | 36035295 | 2019-05-11 | 10.A | 81UFOF | NA | NA | NA | NA | 81UFOF | NA | NA | NA | NA | 10.A | 5.000 A | 110 V | NA | NA | Serial | NUMERICAL | Main | NO
KLUMPROA | BS/SRDN/AE10/AB/81UFOF | SRDN | GT_1 190 UFOF | 200184045 | 81UF,MN,P923 | SCHNEIDER | P923 | 2013 | INST | RLY 81UFOF | 08 | 2013-08-22 | FR | 36041668 | 2019-05-11 | 10.A | 81UFOF | NA | NA | NA | NA | 81UFOF | NA | NA | NA | NA | 10.A | 5.000 A | 110 V | NA | NA | Serial | NUMERICAL | NA | NO
KLUMPROA | BS/SRDN/AE12/AB/81UFOF | SRDN | GT_2 290 UFOF | 200184054 | 81UF,MN,P923 | SCHNEIDER | P923 | 2013 | INST | RLY 81UFOF | 09 | 2013-09-12 | FR | 36041665 | 2019-05-11 | 10.A | 81UFOF | NA | NA | NA | NA | 81UFOF | NA | NA | NA | NA | 10.A | 5.000 A | 110 V | NA | NA | Serial | NUMERICAL | NA | NO
PRDAPROA | PS/PBTR/AE09/AB/81UFOF | PBTR | BS 120 UFOF | 200186221 | 81UFOF,P923,MN1 | SCHNEIDER | P923 | 2014 | INST | RLY 81UFOF | 01 | 2014-01-20 | FR | 36122518 | 2019-04-20 | NA | 81UFOF | NA | NA | NA | NA | 81UFOF | NA | NA | NA | NA | V10.G | 1.000 A | 110 V | P9230ASZ212AG0 | NA | Serial | NUMERICAL | Back Up | NO
PRDAPROA | PS/PBTR/AE09/AB/81UFOF | PBTR | BS 120 UFOF | 200186222 | 81UFOF,P923,MN2 | SCHNEIDER | P923 | 2014 | INST | RLY 81UFOF | 01 | 2014-01-20 | FR | 36122517 | 2019-04-20 | NA | 81UFOF | NA | NA | NA | NA | 81UFOF | NA | NA | NA | NA | V10.G | 1.000 A | 110 V | P9230ASZ212AG0 | NA | Serial | NUMERICAL | Back Up | NO
SELGPROA | BS/BBTG/AE13/AB/81UFOF | BBTG | BC 130 UFOF | 200189812 | 81UFOF_R,SCHNEIDER,P923 | SCHNEIDER | P923 | 2012 | INST | RLY 81UFOF | 06 | 2014-07-01 | FR | 36024058 | 2023-03-27 | 10.G | 81UFOF | NA | NA | NA | NA | 81UFOF | NA | NA | NA | NA | 10.G | 1.000 A | 110 V | P9230ASZ312AG0 | NA | Serial | NUMERICAL | Back Up | NO
JBRUPROA | JS/TLIE/AC01/AB/81UFOF | TLIE | BC W10 UFOF | 200194108 | 81UFOF,P923 | SCHNEIDER | P923 | 2012 | INST | RLY 81UFOF | 10 | 2015-10-06 | SE | 36186233/05/13 | 2023-10-16 | V10.G | 81UFOF | NA | NA | NA | NA | 81UFOF | NA | NA | NA | NA | 10.G | 1.000 A | 110 V | P9230ASZ112AG0 | NA | Serial | NUMERICAL | NA | NO
AKRHPROA | MS/HPGN/AE05/AB/UFOF | HPGN | BC 130 UVOF | 200195142 | 81UF,BK,P923 | SCHNEIDER | P923 | 2014 | INST | RLY 81UFOF | 05 | 2015-02-21 | FR | 36294376/05/14 | 2018-01-09 | NA | 81UFOF | NA | NA | NA | NA | 81UFOF | NA | NA | NA | NA | NA | 1.000 A | 110 V | RFS340101F12JEA | NA | NA | STATIC | Back Up | NO
JBRUPROA | JS/TLIE/AC01/AB/81UFOF | TLIE | BC W10 UFOF | 200198185 | 81UFOF,P923 | SCHNEIDER | P923 | 2012 | INST | RLY 81UFOF | 10 | 2015-10-06 | FR | 36151193 | 2023-10-16 | V10.G | 81UFOF | NA | NA | NA | NA | 81UFOF | NA | NA | NA | NA | 10.G | 1.000 A | 110 V | P9230ASZ212AG0 | NA | Serial | NUMERICAL | NA | NO
PRDAPROA | KS/JENG/AE09/AB/81UFOF | JENG | BS 120 UFOF | 200198977 | 81UFOF,P923 | SCHNEIDER | P923 | 2015 | INST | RLY 81UFOF | 07 | 2015-07-31 | CN | 36179984/01/13 | 2019-04-03 | 10.G | 81UFOF | NA | NA | NA | NA | 81UFOF | NA | NA | NA | NA | V10.G | 1.000 A | 110 V | P9230ASZ112AG0 | NA | Serial | NUMERICAL | NA | NA
SBANPROA | NS/SNYN/AE06/AB/81UFOF | SNYN | BC 130 UFOF | 200209673 | 81UFOF,MBB,P923 | SCHNEIDER | P923 | 2014 | INST | RLY 81UFOF | 07 | 2015-07-04 | DE | 36309098/07/14 | 2023-03-23 | 10.G | 81UFOF | NA | NA | NA | NA | 81UFOF | NA | NA | NA | NA | NA | 1.000 A | 110 V | P9230ASXX12AG | NA | Serial | NUMERICAL | NA | NO
SBANPROA | NS/SNYN/AE06/AB/81UFOF | SNYN | BC 130 UFOF | 200209674 | 81UFOF,RBB,P923 | SCHNEIDER | P923 | 2014 | INST | RLY 81UFOF | 07 | 2015-07-04 | DE | 36309097/07/14 | 2023-03-23 | 10.G | 81UFOF | NA | NA | NA | NA | 81UFOF | NA | NA | NA | NA | NA | 1.000 A | 110 V | P9230ASXX12AG | NA | Serial | NUMERICAL | NA | NO
SELGPROA | BS/SHAB/AE01/AB/81UFOF | SHAB | TX_1 110 UFOF | 200212677 | 81UFOF,T1,AREVA,P923 | SCHNEIDER | P923 | 1988 | INST | RLY 81UFOF | 11 | 1990-08-21 | GB | 36024060 | 2023-03-27 | 10.G | 81UFOF | NA | NA | NA | NA | 81UFOF | NA | NA | NA | NA | 10.G | 1.000 A | 110 V | P9230ASZ312AG0 | NA | NA | NUMERICAL | Back Up | NO
SELGPROA | BS/SHAB/AE05/AB/81UFOF | SHAB | TX_2 210 UFOF | 200212678 | 81UFOF,T2,AREVA,P923 | SCHNEIDER | P923 | 1988 | INST | RLY 81UFOF | 11 | 1990-08-21 | GB | 31315392 | 2023-03-27 | 10.G | 81UFOF | NA | NA | NA | NA | 81UFOF | NA | NA | NA | NA | 10.G | 1.000 A | 110 V | P9230ASF112AG0 | NA | NA | NUMERICAL | Back Up | NO
JBRUPROA | JS/UTRM/AE05/AB/81UFOF | UTRM | BC 130 UFOF | 200220610 | 81UFOF,P923,MBB | SCHNEIDER | P923 | 2015 | INST | RLY 81UFOF | 04 | 2020-08-04 | FR | 36325626/04/15 | 2020-01-09 | NA | 81UFOF | NA | NA | NA | NA | 81UFOF | NA | NA | NA | NA | NA | 1.000 A | 110 V | NA | NA | Serial | NUMERICAL | NA | NO
JBRUPROA | JS/UTRM/AE05/AB/81UFOF | UTRM | BC 130 UFOF | 200220611 | 81UFOF,P923,RBB | SCHNEIDER | P923 | 2013 | INST | RLY 81UFOF | 08 | 2020-08-04 | FR | 36325559/04/15 | 2020-01-09 | N/A | 81UFOF | NA | NA | NA | NA | 81UFOF | NA | NA | NA | NA | 10.G | 1.000 A | 110 V | P821B00V312AB0 | NA | Serial | NUMERICAL | NA | NO
SELGPROA | BS/PNGA/AE06/AB/81UFOF | PNGA | BC 130 U/O FREQUENCY | 200225850 | 81UF,MB1,P923 | SCHNEIDER | MICOM P923 | 2014 | INST | RLY 81UFOF | 05 | 2016-08-31 | FR | 36083370 | 2023-03-27 | 10G | 81UFOF | NA | NA | NA | NA | 81UFOF | NA | NA | NA | NA | 10G | 1.000 A | 125 V | NA | NA | Serial | NUMERICAL | Back Up | NA
SELGPROA | BS/PNGA/AE06/AB/81UFOF | PNGA | BC 130 U/O FREQUENCY | 200225926 | 81UF,MB2,P923 | SCHNEIDER | MICOM P923 | 2014 | INST | RLY 81UFOF | 05 | 2016-08-31 | FR | 36179985/01/13 | 2023-03-27 | 10G | 81UFOF | NA | NA | NA | NA | 81UFOF | NA | NA | NA | NA | 10G | 1.000 A | 125 V | NA | NA | Serial | NUMERICAL | Back Up | NA
SELGPROA | BS/PNGA/AE06/AB/81UFOF | PNGA | BC 130 U/O FREQUENCY | 200225927 | 81UF,RB,P923 | SCHNEIDER | MICOM P923 | 2014 | INST | RLY 81UFOF | 05 | 2016-08-31 | FR | 36179986/01/13 | 2023-03-27 | 10G | 81UFOF | NA | NA | NA | NA | 81UFOF | NA | NA | NA | NA | 10G | 1.000 A | 125 V | NA | NA | Serial | NUMERICAL | Back Up | NA
KLUMPROA | WS/SHMS/AE07/AB/81UFOF | SHMS | BC 130 UFOF | 200230221 | 81UFOF, P923 | SCHNEIDER | P923 | 2015 | INST | RLY 81UFOF | 04 | 2017-03-04 | FR | 36325628/04/15 | 2019-04-23 | NA | 27TCS | NA | NA | NA | NA | 27TCS | NA | NA | NA | NA | NA | 1.000 A | 110 V | S1DE0754A | NA | NA | ELECTROMECHANICAL | NA | NO
KLUMPROA | WS/SHMS/AE07/AB/81UFOF | SHMS | BC 130 UFOF | 200230222 | 81UFOF, P923 | SCHNEIDER | P923 | 2015 | INST | RLY 81UFOF | 04 | 2017-03-04 | FR | 36325574/04/15 | 2019-04-23 | V2.28,V1.66 | 79AR | 25SYN | NA | NA | NA | 79AR | 25SYN | NA | NA | NA | V2.28,V1.66 | 1.000 A | 110 V | T15JEN | NA | Serial | NUMERICAL | NA | NO
PRDAPROA | PS/BKWS/AE07/AB/81UFOF | BKWS | BC 130 UFOF | 200231176 | 81UFOF,P923,MAIN | SCHNEIDER | P923 | 2015 | INST | RLY 81UFOF | 07 | 2017-04-25 | FR | 36325619/07/15 | 2020-04-10 | 10.G | 81UFOF | NA | NA | NA | NA | 81UFOF | NA | NA | NA | NA | 10.G | 1.000 A | 110 V | P9230AS 12AG | NA | NA | NUMERICAL | Main | NO
PRDAPROA | PS/BKWS/AE07/AB/81UFOF | BKWS | BC 130 UFOF | 200231177 | 81UFOF,P923,RES | SCHNEIDER | P923 | 2015 | INST | RLY 81UFOF | 07 | 2017-04-25 | FR | 36325599/07/15 | 2020-04-10 | 10.G | 81UFOF | NA | NA | NA | NA | 81UFOF | NA | NA | NA | NA | 10.G | 1.000 A | 110 V | P9230AS 12AG | NA | NA | NUMERICAL | Back Up | NO
PRDAPROA | PS/SARA/AE10/AB/81UFOF | SARA | BC 130 UFOF | 200235145 | 81UFOF,M,P923 | SCHNEIDER | P923 | 2014 | INST | RLY 81UFOF | 07 | 2017-06-06 | FR | 39508015/01/15 | 2023-07-25 | 10.G | 81UFOF | NA | NA | NA | NA | 81UFOF | NA | NA | NA | NA | 10.G | 1.000 A | 110 V | P9230AS 12AG | NA | Serial | NUMERICAL | Main | NO
PRDAPROA | PS/SARA/AE10/AB/81UFOF | SARA | BC 130 UFOF | 200235149 | 81UFOF,R,P923 | SCHNEIDER | P923 | 2014 | INST | RLY 81UFOF | 06 | 2017-06-06 | FR | 36309061/06/14 | 2023-07-25 | 10.G | 81UFOF | NA | NA | NA | NA | 81UFOF | NA | NA | NA | NA | 10.G | 1.000 A | 110 V | P9230AS 12AG | NA | Serial | NUMERICAL | Main | NO
KLUMPROA | WS/SCTY/AE06/AB/81UFOF | SCTY | BC 130 UFOF | 200236583 | 81UFOF,M,P923 | SCHNEIDER | P923 | 2014 | INST | RLY 81UFOF |  | 2017-07-10 | FR | 39508016/01/15 | 2023-07-26 | 10.G | 81UFOF | NA | NA | NA | NA | 81UFOF | NA | NA | NA | NA | 10.G | 1.000 A | 110 V | P9230AS1212AG | NA | Serial | NUMERICAL | Main | NO
KLUMPROA | WS/SCTY/AE06/AB/81UFOF | SCTY | BC 130 UFOF | 200236584 | 81UFOF,R,P923 | SCHNEIDER | P923 | 2014 | INST | RLY 81UFOF |  | 2017-07-10 | FR | 36309060/06/14 | 2023-07-26 | 10.G | 81UFOF | NA | NA | NA | NA | 81UFOF | NA | NA | NA | NA | 10.G | 1.000 A | 110 V | P9230AS1212AG | NA | Serial | NUMERICAL | Main | NO
PRDAPROA | PS/BMTR/AE03/AB/81UFOF | BMTR | BC_1 130 UFOF | 200237310 | 81UF,MN,MiCOM P923 | SCHNEIDER | MiCOM P923 | 2013 | INST | RLY 81UFOF | 12 | 2017-08-28 | GB | 36270582/12/13 | 2018-01-10 | 10.G | 81UFOF | NA | NA | NA | NA | 81UFOF | NA | NA | NA | NA | NA | 1.000 A | 110 V | P9230ASZ212AG | NA | Serial | NUMERICAL | Back Up | NO
PRDAPROA | PS/BMTR/AE03/AB/81UFOF | BMTR | BC_1 130 UFOF | 200237311 | 81UF,RES,MiCOM P923 | SCHNEIDER | MiCOM P923 | 2013 | INST | RLY 81UFOF | 05 | 2017-08-28 | GB | 36294365/05/14 | 2018-01-10 | 10.G | 81UFOF | NA | NA | NA | NA | 81UFOF | NA | NA | NA | NA | NA | 1.000 A | 110 V | P9230ASZ212AG | NA | Serial | NUMERICAL | Back Up | NO
SELGPROA | BS/ADAM/AE05/AB/81UFOF | ADAM | BAY BC 130 UFOF | 200237633 | 81UFOF,M,P923 | SCHNEIDER | P923 | 2015 | INST | RLY 81UFOF | 11 | 2017-08-12 | CN | 39544384/11/15 | 2020-04-03 | 1.0G | 81UFOF | NA | NA | NA | NA | 81UFOF | NA | NA | NA | NA | 1.0G | 1.000 A | 110 V | P9230ASZ212AG0 | NA | Serial | NUMERICAL | Main 1 | NA
SELGPROA | BS/ADAM/AE05/AB/81UFOF | ADAM | BAY BC 130 UFOF | 200237634 | 81UFOF,R,P923 | SCHNEIDER | P923 | 2015 | INST | RLY 81UFOF | 11 | 2017-08-12 | CN | 39544385/11/15 | 2020-04-03 | 1.0G | 81UFOF | NA | NA | NA | NA | 81UFOF | NA | NA | NA | NA | 1.0G | 1.000 A | 110 V | P9230ASZ212AG0 | NA | Serial | NUMERICAL | Main 2 | NA
KLUMPROA | BS/KULN/AE17/AB/81UFOF | KULN | BC 130 UFOF | 200237849 | 81UFOF,BK,P923 | SCHNEIDER | P923 | 2015 | INST | RLY 81UFOF | 05 | 2017-08-15 | CN | 36116999 | 2018-01-10 | 10.G | 81UFOF | NA | NA | NA | NA | 81UFOF | NA | NA | NA | NA | 10.G | 1.000 A | 110 V | P230AS12AG | NA | NA | NUMERICAL | Back Up | NA
KLUMPROA | BS/KULN/AE17/AB/81UFOF | KULN | BC 130 UFOF | 200237852 | 81UFOF,BK,P923 | SCHNEIDER | P923 | 2015 | INST | RLY 81UFOF | 05 | 2017-08-15 | CN | 36125913 | 2018-01-10 | 10.G | 81UFOF | NA | NA | NA | NA | 81UFOF | NA | NA | NA | NA | 10.G | 1.000 A | 110 V | P230AS12AG | NA | NA | NUMERICAL | Back Up | NA
JBRUPROA | JS/SHTE/AE05/AB/81UFOF | SHTE | BC 130 UFOF | 200238109 | 81UFOF,P923,MBB | SCHNEIDER | P923 | 2014 | INST | RLY 81UFOF | 08 | 2017-08-29 | CN | 39554930/03/16 | 2020-04-09 | N/A | 81UFOF | NA | NA | NA | NA | 81UFOF | NA | NA | NA | NA | 10.G | 1.000 A | 110 V | P821B00V312AB0 | NA | Serial | NUMERICAL | NA | NO
JBRUPROA | JS/SHTE/AE05/AB/81UFOF | SHTE | BC 130 UFOF | 200238110 | 81UFOF,P923,RBB | SCHNEIDER | P923 | 2014 | INST | RLY 81UFOF | 08 | 2017-08-29 | CN | 39554931/03/16 | 2020-04-09 | N/A | 81UFOF | NA | NA | NA | NA | 81UFOF | NA | NA | NA | NA | 10.G | 1.000 A | 110 V | P821B00V312AB0 | NA | Serial | NUMERICAL | NA | NO
SELGPROA | BS/SHLB/AE07/AB/81UFOF | SHLB | BC 130 UFOF | 200238318 | 81UFOF,M1,P923 | SCHNEIDER | P9230ASZ212AG0 | 2011 | INST | RLY 81UFOF | 11 | 2017-08-31 | FR | 36041664 | 2024-09-12 | 10.G | 81UFOF | NA | NA | NA | NA | 81UFOF | NA | NA | NA | NA | 10.G | 1.000 A | 110 V | P9230ASZ212AG0 | NA | NA | NUMERICAL | Main | NA
SELGPROA | BS/SHLB/AE07/AB/81UFOF | SHLB | BC 130 UFOF | 200238320 | 81UFOF,M2,P923 | SCHNEIDER | P9230ASZ212AG0 | 2011 | INST | RLY 81UFOF | 11 | 2017-08-31 | FR | 36041663 | 2024-09-12 | 10.G | 81UFOF | NA | NA | NA | NA | 81UFOF | NA | NA | NA | NA | 10.G | 1.000 A | 110 V | P9230ASZ212AG0 | NA | NA | NUMERICAL | Main | NA
SELGPROA | BS/SHLB/AE07/AB/81UFOF | SHLB | BC 130 UFOF | 200238321 | 81UFOF,R,P923 | SCHNEIDER | P9230ASZ212AG0 | 2011 | INST | RLY 81UFOF | 11 | 2017-08-31 | FR | 36041670 | 2024-09-12 | 10.G | 81UFOF | NA | NA | NA | NA | 81UFOF | NA | NA | NA | NA | 10.G | 1.000 A | 110 V | P9230ASZ212AG0 | NA | NA | NUMERICAL | Main | NA
SELGPROA | BS/EBOR/AE02/AB/81UFOF | EBOR | BC 130 U/O FREQUENCY | 200241213 | 81UFOF,MAIN,P923 | SCHNEIDER | P923 | 2014 | INST | RLY 81UFOF | 10 | 2017-12-08 | CN | 36323297/10/14 | 2019-07-04 | 10.G | 81UFOF | NA | NA | NA | NA | 81UFOF | NA | NA | NA | NA | 10.G | 1.000 A | 110 V | P9230ASZ212AG0 | NA | Serial | NUMERICAL | Back Up | NA
SELGPROA | BS/EBOR/AE02/AB/81UFOF | EBOR | BC 130 U/O FREQUENCY | 200241214 | 81UFOF,RESERVE,P923 | SCHNEIDER | P923 | 2015 | INST | RLY 81UFOF | 04 | 2017-12-08 | CN | 36325623/04/15 | 2019-07-04 | 10.G | 81UFOF | NA | NA | NA | NA | 81UFOF | NA | NA | NA | NA | 10.G | 1.000 A | 110 V | P9230ASZ212AG0 | NA | Serial | NUMERICAL | Back Up | NA
JBRUPROA | JS/MSAI/AE06/AB/81UFOF | MSAI | BC 130 UFOF | 200247172 | 81UFOF,P923,MBB1 | SCHNEIDER | P923 | 2018 | INST | RLY 81UFOF | 04 | 2018-12-22 | CN | 39597469/02/17 | 2019-12-05 | 10.G | 81UFOF | NA | NA | NA | NA | 81UFOF | NA | NA | NA | NA | 5 | 1.000 A | 110 V | P9230ASZ312AG0 | NA | Serial | NUMERICAL | NA | NO
JBRUPROA | JS/MSAI/AE06/AB/81UFOF | MSAI | BC 130 UFOF | 200247173 | 81UFOF,P923,MBB2 | SCHNEIDER | P923 | 2018 | INST | RLY 81UFOF | 04 | 2018-12-22 | CN | 39597470/02/17 | 2019-12-05 | 10.G | 81UFOF | NA | NA | NA | NA | 81UFOF | NA | NA | NA | NA | 5 | 1.000 A | 110 V | P9230ASZ312AG0 | NA | Serial | NUMERICAL | NA | NO
JBRUPROA | JS/MSAI/AE06/AB/81UFOF | MSAI | BC 130 UFOF | 200247174 | 81UFOF,P923,RBB | SCHNEIDER | P923 | 2018 | INST | RLY 81UFOF | 04 | 2018-12-22 | CN | 39597468/02/17 | 2019-12-05 | 10.G | 81UFOF | NA | NA | NA | NA | 81UFOF | NA | NA | NA | NA | 5 | 1.000 A | 110 V | P9230ASZ312AG0 | NA | Serial | NUMERICAL | NA | NO
JBRUPROA | JS/TLIE/AE02/AB/81UFOF | TLIE | BC 130 UFOF | 200247310 | 81UFOF,P923,MBB | SCHNEIDER | P923 | 2016 | INST | RLY 81UFOF | 06 | 2019-06-29 | CN | 39590983/11/16 | 2022-09-06 | 10G | 81UFOF | NA | NA | NA | NA | 81UFOF | NA | NA | NA | NA | 10.G | 1.000 A | 110 V | P9230ASZ312AG | NA | Serial | NUMERICAL | NA | NO
JBRUPROA | JS/TLIE/AE02/AB/81UFOF | TLIE | BC 130 UFOF | 200247311 | 81UFOF,P923,RBB | SCHNEIDER | P923 | 2016 | INST | RLY 81UFOF | 06 | 2019-06-29 | CN | 39613685/05/17 | 2022-09-06 | 10G | 81UFOF | NA | NA | NA | NA | 81UFOF | NA | NA | NA | NA | 10.G | 1.000 A | 110 V | P9230ASZ312AG | NA | Serial | NUMERICAL | NA | NO
KBRUPROA | DS/TJUG/AE05/AB/81UFOF | TJUG | BC 130 UFOF | 200248597 | 81UFOF, BK, P923, M | SCHNEIDER | P923 | 2016 | INST | RLY 81UFOF | 11 | 2018-09-28 | CN | 39613684/05/17 | 2021-09-22 | NA | 81UFOF | NA | NA | NA | NA | 81UFOF | NA | NA | NA | NA | NA | 1.000 A | 110 V | NA | NA | Serial | NUMERICAL | Back Up | NO
KBRUPROA | DS/TJUG/AE05/AB/81UFOF | TJUG | BC 130 UFOF | 200248598 | 81UFOF, BK, P923, R | SCHNEIDER | P923 | 2017 | INST | RLY 81UFOF | 05 | 2018-09-28 | CN | 39590982/11/16 | 2021-09-22 | NA | 81UFOF | NA | NA | NA | NA | 81UFOF | NA | NA | NA | NA | NA | 1.000 A | 110 V | NA | NA | Serial | NUMERICAL | Back Up | NO
JBRUPROA | JS/SDAI/AE05/AB/81UFOF | SDAI | BC 130 UFOF | 200253966 | 81UFOF,P923,MBB | SCHNEIDER | P9230ASZ312AG0 | 2019 | INST | RLY 81UFOF | 09 | 2019-12-24 | CN | 39710143/09/19 | 2023-08-05 | 10G | 81UFOF | NA | NA | NA | NA | 81UFOF | NA | NA | NA | NA | 10.G | 1.000 A | 110 V | P9230ASZ312AG0 | NA | Serial | NUMERICAL | NA | NO
KLUMPROA | WS/JING/AE05/AB/81UFOF | JING | BC 130 UFOF | 200255870 | 81UFOF,BK,P923,M | SCHNEIDER | MICOM P923 | 2018 | INST | RLY 81UFOF | 10 | 2019-11-30 | FR | 39675266/10/18 | 2020-12-30 | 10.G | 81UFOF | NA | NA | NA | NA | 81UFOF | NA | NA | NA | NA | 10.G | 1.000 A | 110 V | P9230ASV312AG | NA | NA | NUMERICAL | NA | NO
KLUMPROA | WS/SMTN/AE05/AB/81UFOF | SMTN | BC_130 UFOF | 200256147 | 81UFOF,M1,P923 | SCHNEIDER | P923 | 2017 | INST | RLY 81UFOF | 08 | 2019-11-23 | GB | 39615427/06/17 |  | NA | 81UFOF | NA | NA | NA | NA | 81UFOF | NA | NA | NA | NA | NA | 1.000 A | 110 V | 39615427/06/17 | NA | Serial | NUMERICAL | Back Up | NO
KLUMPROA | WS/SMTN/AE05/AB/81UFOF | SMTN | BC_130 UFOF | 200256148 | 81UFOF,M2,P923 | SCHNEIDER | P923 | 2017 | INST | RLY 81UFOF | 08 | 2019-11-23 | GB | 39615426/06/17 |  | NA | 81UFOF | NA | NA | NA | NA | 81UFOF | NA | NA | NA | NA | NA | 1.000 A | 110 V | 39615426/06/17 | NA | Serial | NUMERICAL | Back Up | NO
KLUMPROA | WS/SMTN/AE05/AB/81UFOF | SMTN | BC_130 UFOF | 200256149 | 81UFOF,R,P923 | SCHNEIDER | P923 | 2017 | INST | RLY 81UFOF | 08 | 2019-11-23 | GB | 39615428/06/17 |  | NA | 81UFOF | NA | NA | NA | NA | 81UFOF | NA | NA | NA | NA | NA | 1.000 A | 110 V | 39615428/06/17 | NA | Serial | NUMERICAL | Back Up | NO
JBRUPROA | JS/TMPI/AE01/AB/81UFOF | TMPI | BC 130 UFOF | 200258717 | 81UFOF,P923,RBB | SCHNEIDER | P923 | 2020 | INST | RLY 81UFOF | 03 | 2020-07-20 | FR | 39729515/03/20 | 2023-09-07 | N/A | 81UFOF | NA | NA | NA | NA | 81UFOF | NA | NA | NA | NA | 10.G | 1.000 A | 110 V | P821B00V312AB0 | NA | Serial | NUMERICAL | NA | NO
JBRUPROA | JS/TMPI/AE01/AB/81UFOF | TMPI | BC 130 UFOF | 200258718 | 81UFOF,P923,MBB | SCHNEIDER | P923 | 2020 | INST | RLY 81UFOF | 03 | 2020-07-20 | FR | 39729514/03/20 | 2023-09-07 | N/A | 81UFOF | NA | NA | NA | NA | 81UFOF | NA | NA | NA | NA | 10.G | 1.000 A | 110 V | P821B00V312AB0 | NA | Serial | NUMERICAL | NA | NO
KLUMPROA | WS/JING/AE05/AB/81UFOF | JING | BC 130 UFOF | 200262993 | 81UFOF,BK,P923,R | SCHNEIDER | MICOM P923 | 2018 | INST | RLY 81UFOF | 10 | 2019-11-30 | FR | 39675267/10/18 |  | 10.G | 81UFOF | NA | NA | NA | NA | 81UFOF | NA | NA | NA | NA | 10.G | 1.000 A | 110 V | NA | NA | NA | NUMERICAL | NA | NO
SELGPROA | BS/SJTC/AE08/AB/81UFOF | SJTC | BC 130 U/O FREQUENCY | 200263022 | 80UFOF_M1SCHNEIDER,P923 | SCHNEIDER | P923 | 2015 | INST | RLY 81UFOF | 12 | 2020-12-16 | CN | 36325581/12/15 |  | NA | 81UFOF | NA | NA | NA | NA | 81UOF | NA | NA | NA | NA | NA | 1.000 A | 110 V | P9230ASZ112AG0 | NA | Serial | NUMERICAL | Back Up | NO
IPOHPROA | AS/TINE/AE03/AB/81UFOF | TINE | BC 130 UFOF | 200267132 | BC 130,UFOF,M | SCHNEIDER | P9230ASZ112AG0 | 2018 | INST | RLY 81UFOF | 12 | 2020-08-28 | FR | 39626436/09/17 | 2024-03-12 | NA | 81UFOF | NA | NA | NA | NA | 81UFOF | NA | NA | NA | NA | NA | 1.000 A | 110 V | NA |  | NA | NUMERICAL | NA | NO
KLUMPROA | BS/CBJC/AE05/AB/81UFOF | CBJC | BC 130 UFOF | 200268172 | 81UFOF,MBB,P923 | SCHNEIDER | P923 | 2019 | INST | RLY 81UFOF | 01 | 2021-02-10 | GB | 39671161/09/18 | 2022-11-24 | 10.G | 81UFOF | NA | NA | NA | NA | 81UFOF | NA | NA | NA | NA | 10.G | 1.000 A | 110 V | P9230ASZ212AG |  | Parallel | ELECTROMECHANICAL | Back Up | NA
KLUMPROA | BS/CBJC/AE05/AB/81UFOF | CBJC | BC 130 UFOF | 200268173 | 81UFOF,RBB,P923 | SCHNEIDER | P923 | 2019 | INST | RLY 81UFOF | 01 | 2021-02-10 | GB | 39671162/09/18 | 2022-11-24 | 10.G | 81UFOF | NA | NA | NA | NA | 81UFOF | NA | NA | NA | NA | 10.G | 1.000 A | 110 V | P9230ASZ212AG |  | Parallel | ELECTROMECHANICAL | Back Up | NA
IPOHPROA | AS/MERY/AE04/AB/81UFOF | MERY | BC 130 UFOF | 200268472 | MAIN BUS 81UFOF,P923 | SCHNEIDER | P923 | 2019 | INST | RLY 81UFOF | 10 | 2019-10-10 | GB | 39557943/04/16 | 2025-01-20 | NA | 81UFOF | NA | NA | NA | NA | 81UFOF | NA | NA | NA | NA | NA | 1.000 A | 110 V | P9230ASZ312AG0 | P9230ASZ312AG0 | Serial | NUMERICAL | SPECIAL SCHEME | NA
AKRHPROA | MS/LKJG/AE03/AB/81UFOF | LKJG | BC 130 UFOF | 200268881 | F81UF/M,NA,P923 | SCHNEIDER | P923 | 2019 | INST | RLY 81UFOF | 12 | 2021-08-21 | CN | 39722911/12/19 | 2022-09-07 | 10.G | 81UFOF | NA | NA | NA | NA | 81UFOF | NA | NA | NA | NA | 10.G | 1.000 A | 110 V | P9230ASZ312AGO |  | Serial | NUMERICAL | NA | YES
AKRHPROA | MS/LKJG/AE03/AB/81UFOF | LKJG | BC 130 UFOF | 200268882 | F81UF/R,NA,P923 | SCHNEIDER | P923 | 2019 | INST | RLY 81UFOF | 12 | 2021-08-21 | CN | 39720721/12/19 | 2022-09-07 | 10.G | 81UFOF | NA | NA | NA | NA | 81UFOF | NA | NA | NA | NA | 10.G | 1.000 A | 110 V | P9230ASZ312AGO |  | Serial | NUMERICAL | NA | YES
KLUMPROA | WS/SLKS/AE04/AB/81UFOF | SLKS | BC 130 UF | 200269453 | 81UFOF,MN,P923 | SCHNEIDER | P923 | 2018 | INST | RLY 81UFOF | 08 | 2020-09-30 | DE | 39702004 |  | 2.1.33 | 81UFOF | NA | NA | NA | NA | 81UFOF | NA | NA | NA | NA | 10.G | 1.000 A | 110 V | 126529742 | RS232 | Serial | NUMERICAL | Main | NO
KLUMPROA | WS/SLKS/AE04/AB/81UFOF | SLKS | BC 130 UF | 200269454 | 81UFOF,MN,P923 | SCHNEIDER | P923 | 2018 | INST | RLY 81UFOF | 08 | 2020-09-30 | DE | 39702003 |  | 2.1.33 | 81UFOF | NA | NA | NA | NA | 81UFOF | NA | NA | NA | NA | 10.G | 1.000 A | 110 V | 126529742 | NA | Serial | NUMERICAL | Main | NO
PRDAPROA | PS/TGTK/AE08/AB/81UFOF | TGTK | BC 130 UFOF | 200272767 | 81UF,P923,M | SCHNEIDER | P923 | 2018 | INST | RLY 81UFOF | 03 | 2020-11-26 | GB | 39621941/08/17 |  | V12A | 81UFOF | NA | NA | NA | NA | 81UFOF | NA | NA | NA | NA | 10.G | 1.000 A | 110 V | P9230ASV312AG |  | Serial | NUMERICAL | NA | NO
PRDAPROA | PS/TGTK/AE08/AB/81UFOF | TGTK | BC 130 UFOF | 200272768 | 81UF,P923,R | SCHNEIDER | P923 | 2018 | INST | RLY 81UFOF | 03 | 2020-11-26 | GB | 39621942/08/17 | 2022-03-30
KLUMPROA | WS/MWSN/AE05/AB/81UFOF | MWSN | BC 130 UFOF | 200273392 | 81UF/M,P923 | SCHNEIDER | P923 | 2019 | INST | RLY 81UFOF | 10 | 2021-03-22 | FR | 39675625/10/18 | 2022-12-27 | 10.G | 81UFOF | 27UVOV | NA | NA | NA | 81UFOF | 27UVOV | NA | NA | NA | 10.G | 1.000 A | 110 V | NA | NA | Serial | NUMERICAL | NA | NO
KLUMPROA | WS/MWSN/AE05/AB/81UFOF | MWSN | BC 130 UFOF | 200273393 | 81UF/R,P923 | SCHNEIDER | P923 | 2019 | INST | RLY 81UFOF | 10 | 2021-03-22 | FR | 39675624/10/18 | 2023-02-17 | 10.G | 81UFOF | 27UVOV | NA | NA | NA | 81UFOF | 27UVOV | NA | NA | NA | 10.G | 1.000 A | 110 V | NA | NA | Serial | NUMERICAL | SPECIAL SCHEME | NO
IPOHPROA | AS/KVRT/AE05/AB/81UFM | KVRT | BC 130 UF MAIN | 200279372 | 81UF/M,SCHNEIDER,P923 | SCHNEIDER | P923 | 2021 | INST | RLY 81UFOF | 11 | 2022-10-03 | FR | 39780135 | 2023-01-31 | NA | 81UF | NA | NA | NA | NA | 81UF | NA | NA | NA | NA | NA | 1.000 A | 110 V | 133570539 | NA | NA | NUMERICAL | Back Up | NO
IPOHPROA | AS/KVRT/AE05/AB/81UFR | KVRT | BC 130 UF RESERVE | 200279373 | 81UF/R,SCHNEIDER,P923 | SCHNEIDER | P923 | 2021 | INST | RLY 81UFOF | 11 | 2022-10-03 | FR | 39780136 | 2023-01-31 | NA | 81UF | NA | NA | NA | NA | 81UF | NA | NA | NA | NA | NA | 1.000 A | 110 V | 133570539 | NA | NA | NUMERICAL | Back Up | NO
SELGPROA | BS/CBPS/AG02/AB/81UFOF | CBPS | TX_4 4T0 UFOF | 200282767 | 81UFOF,AREVA,P923 | SCHNEIDER | P923 | 2015 | INST | RLY 81UFOF | 12 | 2016-03-23 | GB | 36325608/12/15 | 2023-10-26 | 10.G | 81UFOF | NA | NA | NA | NA | 81UFOF | NA | NA | NA | NA | 10.G | 1.000 A | 110 V | P9230ASZ112AG0 | NA | Serial | NUMERICAL | Back Up | NO
AKRHPROA | MS/UPSR/AE04/AB/81UFOF | UPSR | BC 130 UFOF | 200286214 | 81UFOF, SCHNEIDER, P923, M | SCHNEIDER | P923 | 2021 | INST | RLY 81UFOF | 07 | 2023-08-23 | FR | 39774295/07/21 | 2024-08-31
AKRHPROA | MS/UPSR/AE04/AB/81UFOF | UPSR | BC 130 UFOF | 200286215 | 81UFOF, SCHNEIDER, P923, R | SCHNEIDER | P923 | 2021 | INST | RLY 81UFOF | 07 | 2023-08-23 | GB | 39774296/07/21 | 2024-06-13
JBRUPROA | JS/DBAY/AE05/AB/81UFOF | DBAY | BAY BS 120 UFOF | 200286649 | MAIN BUS UF/UV RELAY | SCHNEIDER | P923 | 2021 | INST | RLY 81UFOF |  | 2023-08-30 | CN | 39777358/09/21 | 2023-11-15 | 12.D | 81UFOF | NA | NA | NA | NA | 81UFOF | 81UFOF | NA | NA | NA |  | 1.000 A | 110 V | P9230ASV312AG0 |  | Serial | NUMERICAL | Back Up | YES
JBRUPROA | JS/DBAY/AE05/AB/81UFOF | DBAY | BAY BS 120 UFOF | 200286650 | RES.BUS UF/UV RELAY | SCHNEIDER | P923 | 2021 | INST | RLY 81UFOF |  | 2023-08-30 | CN | 39777359/09/21 | 2023-11-15 | 12.D | 81UFOF | NA | NA | NA | NA | 81UFOF | 81UFOF | NA | NA | NA |  | 1.000 A | 110 V | P9230ASV312AG0 |  | Serial | NUMERICAL | Back Up | YES
SELGPROA | BS/SHAS/CE01/CP/LSS01 | SHAS | LSS E02 | 200287710 | 81UFOF,MAIN,P923 | SCHNEIDER | P923 | 2018 | INST | RLY 81UFOF | 12 | 2022-12-09 | CN | 39682180/12/18 |  | NA | 81UFOF | NA | NA | NA | NA | 81UFOF | NA | NA | NA | NA | NA | 1.000 A | 110 V | P9230ASZ112AG0 | NA | Serial | NUMERICAL | Back Up | NO
SELGPROA | BS/SHAS/CE01/CP/LSS01 | SHAS | LSS E02 | 200287711 | 81UFOF,RES,P923 | SCHNEIDER | P923 | 2018 | INST | RLY 81UFOF | 12 | 2022-12-09 | CN | 39682181/12/18 |  | NA | 81UFOF | NA | NA | NA | NA | 81UFOF | NA | NA | NA | NA | NA | 1.000 A | 110 V | P9230ASZ112AG0 | NA | Serial | NUMERICAL | Back Up | NO
KLUGPROA | JS/YGPG/AE15/AB/81UFOF | YGPG | BC 130 UFOF | 200288208 | F81UF/M | SCHNEIDER | P923 | 2023 | INST | RLY 81UFOF | 03 | 2023-11-19 | CN | 39822165/01/23 | 2023-12-11 | 10.G | 81UFOF | NA | NA | NA | NA | 81UFOF | NA | NA | NA | NA | NA | 1.000 A | 110 V | P923 |  | Serial | NUMERICAL | Back Up | NO
KLUGPROA | JS/YGPG/AE15/AB/81UFOF | YGPG | BC 130 UFOF | 200288209 | F81UF/R | SCHNEIDER | P923 | 2023 | INST | RLY 81UFOF | 03 | 2023-11-19 | CN | 39822164/01/23 | 2023-12-11 | 10.G | 81UFOF | NA | NA | NA | NA | 81UFOF | NA | NA | NA | NA | NA | 1.000 A | 110 V | P923 |  | Serial | NUMERICAL | Back Up | NO
PRDAPROA | PS/SKCL/AE08/AB/87L | SKCL | SPAE 705 LINE DIFF | 200289276 | 81UF,P923 | SCHNEIDER | P923 | 2019 | INST | RLY 81UFOF | 01 | 2023-12-24 | GB | 39705848/08/19 |  | 10.G | 81UFOF | NA | NA | NA | NA | 81UFOF | NA | NA | NA | NA | 10.G | 1.000 A | 110 V | P9210ASZ312AG0 |  | Serial | NUMERICAL | NA | NO
PRDAPROA | PS/DKMT/AE08/AB/81UFOF | DKMT | BC 130 UFOF | 200289340 | 81UF,P923 | SCHNEIDER | P923 | 2019 | INST | RLY 81UFOF | 01 | 2023-12-24 | GB | 39705848/08/19 | 2024-02-06 | 10.G | 81UFOF | NA | NA | NA | NA | 81UFOF | NA | NA | NA | NA | 10.G | 1.000 A | 110 V | P9210ASZ312AG0 |  | Serial | NUMERICAL | NA | NO
IPOHPROA | AS/TINE/AE03/AB/81UFOF | TINE | BC 130 UFOF | 200291189 | 81UFOF,P923,R | SCHNEIDER | P9230ASZ112AG0 | 2017 | INST | RLY 81UFOF | 09 | 2020-08-28 | FR | 39626435/09/17 | 2024-03-07
SBANPROA | NS/LKUT/AE05/AB/81UFOF | LKUT | BC 130 UFOF | 200293083 | 81UFOF,P923,MBB | SCHNEIDER | P923 |  | INST | RLY 81UFOF |  | 2024-06-20 | CN |  | 2025-03-11 | 10.G | 81UFOF | NA | NA | NA | NA | 81UFOF | NA | NA | NA | NA | NA | 1.000 A | 110 V | P923 |  | Serial | NUMERICAL | Back Up | NO
SBANPROA | NS/NLAI/AE09/AB/81UFOF | NLAI | BC 130 UFOF | 200293084 | 81UFOF,P923,MBB | SCHNEIDER | P923 |  | INST | RLY 81UFOF |  | 2024-06-20 | CN |  | 2025-10-08 | 10.G | 81UFOF | NA | NA | NA | NA | 81UFOF | NA | NA | NA | NA | NA | 1.000 A | 110 V | P923 |  | Serial | NUMERICAL | Back Up | NO
SBANPROA | NS/LKUT/AE05/AB/81UFOF | LKUT | BC 130 UFOF | 200293085 | 81UFOF,P923,RBB | SCHNEIDER | P923 |  | INST | RLY 81UFOF |  | 2024-06-20 | CN |  | 2024-06-20 | 10.G | 81UFOF | NA | NA | NA | NA | 81UFOF | NA | NA | NA | NA | NA | 1.000 A | 110 V | P923 |  | Serial | NUMERICAL | Back Up | NO
SBANPROA | NS/NLAI/AE09/AB/81UFOF | NLAI | BC 130 UFOF | 200293086 | 81UFOF,P923,RBB | SCHNEIDER | P923 |  | INST | RLY 81UFOF |  | 2024-06-20 | CN |  | 2025-09-03 | 10.G | 81UFOF | NA | NA | NA | NA | 81UFOF | NA | NA | NA | NA | NA | 1.000 A | 110 V | P923 |  | Serial | NUMERICAL | Back Up | NO
IPOHPROA | AS/NKAN/AE05/AB/81UFOF | NKAN | BC 130 UFOF | 200293316 | MAIN BUS 81UFOF,P923 | SCHNEIDER | P923 | 2023 | INST | RLY 81UFOF | 11 | 2024-07-09 | GB | 39850320/11/23 | 2024-12-11 | NA | 81UFOF | NA | NA | NA | NA | 81UFOF | NA | NA | NA | NA | NA | 1.000 A | 110 V | P9230ASV112CD0 | P9230ASV112CD0 | Serial | NUMERICAL | SPECIAL SCHEME | NA
IPOHPROA | AS/NKAN/AE05/AB/81UFOF | NKAN | BC 130 UFOF | 200293317 | RES BUS 81UFOF,P923 | SCHNEIDER | P923 | 2023 | INST | RLY 81UFOF | 11 | 2024-07-09 | GB | 39850331/11/23 | 2025-01-20 | NA | 81UFOF | NA | NA | NA | NA | 81UFOF | NA | NA | NA | NA | NA | 1.000 A | 110 V | P9230ASV112CD0 | P9230ASV112CD0 | Serial | NUMERICAL | SPECIAL SCHEME | NA
SBANPROA | NS/PROI/AE09/AB/81UFOF | PROI | BC 130 UFOF | 200293703 | 81UFOF,P923,MBB | SCHNEIDER | P923 |  | INST | RLY 81UFOF |  | 2024-09-19 | CN |  | 2025-04-30 | 10.G | 81UFOF | NA | NA | NA | NA | 81UFOF | NA | NA | NA | NA | NA | 1.000 A | 110 V | P923 |  | Serial | NUMERICAL | Back Up | NO
SBANPROA | NS/PROI/AE09/AB/81UFOF | PROI | BC 130 UFOF | 200293704 | 81UFOF,P923,RBB | SCHNEIDER | P923 |  | INST | RLY 81UFOF |  | 2024-09-19 | CN |  | 2025-03-20 | 10.G | 81UFOF | NA | NA | NA | NA | 81UFOF | NA | NA | NA | NA | NA | 1.000 A | 110 V | P923 |  | Serial | NUMERICAL | Back Up | NO
ASTRPROA | KS/KERC/AE05/AB/81UFOF | KERC | BC 130 UNDER/OVERFREQUENCY | 200295164 | 81UFOF,NA,P923,M | SCHNEIDER | P923 | 2023 | INST | RLY 81UFOF | 03 | 2024-12-31 | CN | 39824597/02/23 | 2024-12-23 | 10.G | 81UFOF | NA | NA | NA | NA | 81UFOF | NA | NA | NA | NA | 10.G | 1.000 A | 110 V | P9230ASV112AG |  | NA | NUMERICAL | NA | NO
ASTRPROA | KS/KERC/AE05/AB/81UFOF | KERC | BC 130 UNDER/OVERFREQUENCY | 200295165 | 81UFOF,NA,P923,R | SCHNEIDER | P923 | 2023 | INST | RLY 81UFOF | 03 | 2024-12-31 | CN | 39824596/02/23 | 2024-12-23 | 10.G | 81UFOF | NA | NA | NA | NA | 81UFOF | NA | NA | NA | NA | 10.G | 1.000 A | 110 V | P9230ASV112AG |  | NA | NUMERICAL | NA | NO
SBANPROA | NS/RTAU/AE01/AB/81UFOF | RTAU | BC 130 UFOF | 200297660 | 81UFOF,P923,MBB | SCHNEIDER | P923 |  | INST | RLY 81UFOF |  | 2024-12-19 | CN |  | 2025-07-25 | 10.G | 81UFOF | NA | NA | NA | NA | 81UFOF | NA | NA | NA | NA | NA | 1.000 A | 110 V | P923 | NA | Serial | NUMERICAL | Back Up | NO
SBANPROA | NS/RTAU/AE01/AB/81UFOF | RTAU | BC 130 UFOF | 200297661 | 81UFOF,P923,RBB | SCHNEIDER | P923 |  | INST | RLY 81UFOF |  | 2024-12-19 | CN |  | 2025-07-25 | 10.G | 81UFOF | NA | NA | NA | NA | 81UFOF | NA | NA | NA | NA | NA | 1.000 A | 110 V | P923 | NA | Serial | NUMERICAL | Back Up | NO
SBANPROA | NS/KLAT/AE06/AB/81UFOF | KLAT | BC 130 UFOF | 200298344 | F81UF/M | SCHNEIDER | PCS-923 | 2023 | INST | RLY 81UFOF | 11 |  | FR | 39851610/11/23 | 2025-04-30 | 12.D | 81UFOF | NA | NA | NA | NA | 81UFOF | NA | NA | NA | NA |  | 5.000 A | 110 V | P9230ASV112CD0
SBANPROA | NS/KLAT/AE06/AB/81UFOF | KLAT | BC 130 UFOF | 200298345 | F81UF/R | SCHNEIDER | PCS-923 | 2023 | INST | RLY 81UFOF | 11 |  | FR | 39851609/11/23 | 2025-04-30 | 12.D | 81UFOF | NA | NA | NA | NA | 81UFOF | NA | NA | NA | NA |  | 5.000 A | 110 V | P9230ASV112CD0
IPOHPROA | AS/MERY/AE04/AB/81UFOF | MERY | BC 130 UFOF | 200298548 | RES BUS 81UFOF,P923 | SCHNEIDER | P923 | 2023 | INST | RLY 81UFOF | 11 | 2025-01-20 | GB | 39850316/11/23 | 2025-01-20 | NA | 81UFOF | NA | NA | NA | NA | 81UFOF | NA | NA | NA | NA | NA | 1.000 A | 110 V | P9230ASV112CD0 | P9230ASV112CD0 | Serial | NUMERICAL | SPECIAL SCHEME | NA
KLUMPROA | BS/AHTM/AE07/AB/81UFOF | AHTM | BC 130 UFOF | 200300444 | 81UFOF,P923 | SCHNEIDER | P923 | 2023 | INST | RLY 81UFOF | 09 | 2025-05-30 | CN | 39843194/09/23 | 2025-06-06 | NA | 81UFOF | NA | NA | NA | NA | 81UFOF | NA | NA | NA | NA | NA | 1.000 A | 110 V | RFS340101F12JEA | NA | NA | STATIC | Back Up | NO
KLUMPROA | BS/AHTM/AE07/AB/81UFOF | AHTM | BC 130 UFOF | 200300445 | 81UFOF,P923 | SCHNEIDER | P923 | 2023 | INST | RLY 81UFOF | 09 | 2025-05-30 | CN | 39843195/09/23 | 2025-06-06 | NA | 81UFOF | NA | NA | NA | NA | 81UFOF | NA | NA | NA | NA | NA | 1.000 A | 110 V | RFS340101F12JEA | NA | NA | STATIC | Back Up | NO
PRDAPROA | PS/GLGR/AE15/AB/81UFOF | GLGR | BC_1 130 UFOF | 200304431 | 81UFOF,M,P923 | SCHNEIDER | P923 | 2022 | INST | RLY 81UFOF | 08 | 2024-04-04 | FR | 39804115/08/22 | 2025-10-15 | 10.G | 81UFOF | NA | NA | NA | NA | 81UFOF | NA | NA | NA | NA | 10.G | 1.000 A | 110 V | P9230AS V312AG0 | NA | Serial | NUMERICAL | Main | NO
PRDAPROA | PS/GLGR/AE15/AB/81UFOF | GLGR | BC_1 130 UFOF | 200304432 | 81UFOF,R,P923 | SCHNEIDER | P923 | 2022 | INST | RLY 81UFOF | 08 | 2024-04-04 | FR | 39804116/08/22 | 2025-10-15 | 10.G | 81UFOF | NA | NA | NA | NA | 81UFOF | NA | NA | NA | NA | 10.G | 1.000 A | 110 V | P9230AS V312AG0 | NA | Serial | NUMERICAL | Main | NO
PRDAPROA | KS/BDNG/AE14/AB/81UFOF | BDNG | BC 130 UFOF | 200304433 | 81UFOF,M,P923 | SCHNEIDER | P923 | 2023 | INST | RLY 81UFOF | 11 | 2025-04-23 | FR | 39850308/11/23 |  | 10.G | 81UFOF | NA | NA | NA | NA | 81UFOF | NA | NA | NA | NA | 10.G | 1.000 A | 110 V | P9230ASV112CD0 | NA | Serial | NUMERICAL | Main | NO
PRDAPROA | KS/BDNG/AE14/AB/81UFOF | BDNG | BC 130 UFOF | 200304434 | 81UFOF,R,P923 | SCHNEIDER | P923 | 2023 | INST | RLY 81UFOF | 11 | 2025-04-23 | FR | 39850314/11/23 |  | 10.G | 81UFOF | NA | NA | NA | NA | 81UFOF | NA | NA | NA | NA | 10.G | 1.000 A | 110 V | P9230ASV112CD0 | NA | Serial | NUMERICAL | Main | NO
DGUNPROA | TS/CKAI/AE05/AB/27UVOV | CKAI | BC 130 UVOV | 200183157 | 81UFOF, P923 | SCHNEIDER ELECTRIC | P923 | 2013 | INST | RLY 81UFOF | 05 | 2013-05-20 | GB | 36056587 | 2020-07-27 | 10.G | 81UFOF | NA | NA | NA | NA | 81UFOF | NA | NA | NA | NA | G | 1.000 A | 110 V | P9230ASZ112AG0 | NA | Serial | NUMERICAL | NA | NO
DGUNPROA | TS/CKAI/AE05/AB/27UVOV | CKAI | BC 130 UVOV | 200183158 | 81UFOF, P923 | SCHNEIDER ELECTRIC | P923 | 2013 | INST | RLY 81UFOF | 05 | 2013-05-20 | GB | 36056588 | 2020-07-27 | 10.G | 81UFOF | NA | NA | NA | NA | 81UFOF | NA | NA | NA | NA | G | 1.000 A | 110 V | P9230ASZ112AG0 | NA | Serial | NUMERICAL | NA | NO
DGUNPROA | TS/DGID/AE06/AB/81UFOF | DGID | BC 130 UFOF | 200197866 | 81UFOF, RESERVE, P923 | SCHNEIDER ELECTRIC | P923 | 2013 | INST | RLY 81UFOF | 12 | 2015-03-05 | FR | 36270581/12/13 | 2020-04-06 | 10.G | 81UFOF | NA | NA | NA | NA | 81UFOF | NA | NA | NA | NA | 10.G | 1.000 A | 110 V | P9230ASZ21AG0 | NA | Serial | NUMERICAL | NA | NO
DGUNPROA | TS/DGID/AE06/AB/81UFOF | DGID | BC 130 UFOF | 200197868 | 81UFOF, MAIN, P923 | SCHNEIDER ELECTRIC | P923 | 2013 | INST | RLY 81UFOF | 12 | 2015-03-05 | FR | 36270578/12/13 | 2020-04-06 | 10.G | 81UFOF | NA | NA | NA | NA | 81UFOF | NA | NA | NA | NA | 10.G | 1.000 A | 110 V | P9230ASZ21AG0 | NA | Serial | NUMERICAL | NA | NO
KTANPROA | CS/PKNI/AE04/AB/81UF | PKNI | BC 130 LOAD SHEDDING | 200210196 | 81UFOF,M1,P923 | SCHNEIDER ELECTRIC | P923 | 2014 | INST | RLY 81UFOF | 02 | 2014-02-01 | FR | 36294366/05/14 | 2018-01-10 | NA | 81UFOF | NA | NA | NA | NA | 81UFOF | NA | NA | NA | NA | NA | 5.000 A | 110 V | P9230ASZ212AG | NA | NA | NUMERICAL | NA | NO
KTANPROA | CS/PKNI/AE04/AB/81UF | PKNI | BC 130 LOAD SHEDDING | 200210198 | 81UFOF,M2,P923 | SCHNEIDER ELECTRIC | P923 | 2014 | INST | RLY 81UFOF | 02 | 2014-02-02 | FR | 36294370/05/14 | 2023-05-27 | NA | 81UFOF | NA | NA | NA | NA | 81UFOF | NA | NA | NA | NA | NA | 1.000 A | 110 V | P9230ASZ212AG | NA | NA | NUMERICAL | NA | NO
DGUNPROA | TS/DGUN/AE06/AB/81UF | DGUN | TX_1 110 UFLS | 200210761 | 81UFOF, P923 | SCHNEIDER ELECTRIC | P923 | 2012 | INST | RLY 81UFOF | 09 | 2012-09-01 | FR | 36024062 | 2025-09-14 | 10.G | 81UFOF | NA | NA | NA | NA | 81UFOF | NA | NA | NA | NA | 10.G | 1.000 A | 110 V | P9230ASZ312AG0 | NA | Serial | NUMERICAL | NA | NO
DGUNPROA | TS/DGUN/AE07/AB/81UF | DGUN | TX_2 210 UFLS | 200210764 | 81UFOF, P923 | SCHNEIDER ELECTRIC | P923 | 2012 | INST | RLY 81UFOF | 09 | 2012-09-01 | CN | 36024056 | 2018-01-10 | 10.G | 81UFOF | NA | NA | NA | NA | 81UFOF | NA | NA | NA | NA | 10.G | 1.000 A | 110 V | P9230ASZ312AG0 | NA | Serial | NUMERICAL | NA | NO
SELGPROA | BS/STIA/AE07/AB/81UFOF | STIA | BC 130 U/O FREQUENCY | 200212224 | 81UFOF,BK,P923 | SCHNEIDER ELECTRIC | P923 | 2014 | INST | RLY 81UFOF | 05 | 2015-12-13 | CN | 36294369/05/14 | 2020-01-15 | 10.G | 81UFOF | NA | NA | NA | NA | 81UFOF | NA | NA | NA | NA | 10.G | 1.000 A | 110 V | P9230ASZ212AG | NA | Serial | NUMERICAL | NA | NA
SELGPROA | BS/STIA/AE07/AB/81UFOF | STIA | BC 130 U/O FREQUENCY | 200212225 | 81UFOF,BK,P923 | SCHNEIDER ELECTRIC | P923 | 2014 | INST | RLY 81UFOF | 05 | 2015-12-13 | CN | 36294372/05/14 | 2020-01-15 | 10.G | 81UFOF | NA | NA | NA | NA | 81UFOF | NA | NA | NA | NA | 10.G | 1.000 A | 110 V | P9230ASZ212AG | NA | Serial | NUMERICAL | NA | NA
JBRUPROA | JS/FCTR/AE05/AB/81UFOF | FCTR | BS_120 UFOF | 200219371 | 81UFOF,P923,MBB2 | SCHNEIDER ELECTRIC | P923 | 2013 | INST | RLY 81UFOF | 09 | 2016-09-06 | CN | 36325602 | 2019-08-22 | V10.G | 81UFOF | NA | NA | NA | NA | 81UFOF | NA | NA | NA | NA | 10.G | 1.000 A | 110 V | P9230ASZ112AG | NA | Serial | NUMERICAL | NA | NO
KTANPROA | CS/UIAM/AE03/AB/81UF | UIAM | BC 130 LOAD SHEDDING | 200220544 | 81UFOF,P923 | SCHNEIDER ELECTRIC | P9230ASZ212AG | 2015 | INST | RLY 81UFOF | 01 | 2015-01-03 | FR | 36270580/12/13 | 2023-05-27 | V10.G | 81UFOF | NA | NA | NA | NA | 81UFOF | NA | NA | NA | NA | V10.G | 1.000 A | 110 V | P9230ASZ212AG | NA | NA | NUMERICAL | NA | NO
KTANPROA | CS/UIAM/AE03/AB/81UF | UIAM | BC 130 LOAD SHEDDING | 200220552 | 81UFOF,P923 | SCHNEIDER ELECTRIC | P9230ASZ212AG | 2015 | INST | RLY 81UFOF | 01 | 2015-01-01 | FR | 36294367/05/14 | 2023-05-27 | V10.G | 81UFOF | NA | NA | NA | NA | 81UFOF | NA | NA | NA | NA | V10.G | 1.000 A | 110 V | P9230ASZ212AG | NA | NA | NUMERICAL | NA | NO
DGUNPROA | TS/CHRG/AE03/AB/81UFOF | CHRG | BC 130 UFOF | 200229813 | 81UFOF, P923 | SCHNEIDER ELECTRIC | P923 | 2012 | INST | RLY 81UFOF | 09 | 2012-09-01 | CN | 36024056 | 2018-01-10 | 10.G | 81UFOF | NA | NA | NA | NA | 81UFOF | NA | NA | NA | NA | 10.G | 1.000 A | 110 V | P9230ASZ312AG0 | NA | SERIAL | NUMERICAL | NA | NO
JBRUPROA | JS/PGPN/AE16/AB/81UFOF | PGPN | BC 130 UFOF | 200260324 | 81UFOF,P923,MBB | SCHNEIDER ELECTRIC | P923 | 2019 | INST | RLY 81UFOF | 09 | 2019-08-28 | CN | 39669107/08/18 | 2022-12-27 | 10G | 81UFOF | NA | NA | NA | NA | 81UFOF | NA | NA | NA | NA | 10.G | 1.000 A | 110 V | P9230ASZ312AG0 | NA | Serial | NUMERICAL | NA | NO
JBRUPROA | JS/PGPN/AE16/AB/81UFOF | PGPN | BC 130 UFOF | 200260325 | 81UFOF,P923,RBB | SCHNEIDER ELECTRIC | P923 | 2019 | INST | RLY 81UFOF | 09 | 2019-08-28 | CN | 39669106/08/18 | 2022-12-27 | 10G | 81UFOF | NA | NA | NA | NA | 81UFOF | NA | NA | NA | NA | 10.G | 1.000 A | 110 V | P9230ASZ312AG0 | NA | Serial | NUMERICAL | NA | NO
JBRUPROA | JS/PLGI/AE08/AB/81UFOF | PLGI | BAY BC 130 UFOF | 200269630 | 81UFM,P923 | SCHNEIDER ELECTRIC | P923 | 2019 | INST | RLY 81UFOF | 05 | 2021-06-27 |  | 39696917/05/19 | 2025-07-30 | P923 | 81UFOF | NA | NA | NA | NA | 81UFOF | NA | NA | NA | NA | 81UFOF | 1.000 A | 110 V | F81UF/M | NO | NA | NUMERICAL | NA | NO
JBRUPROA | JS/PLGI/AE08/AB/81UFOF | PLGI | BAY BC 130 UFOF | 200269722 | 81UFM,P923 | SCHNEIDER ELECTRIC | P923 | 2019 | INST | RLY 81UFOF | 05 | 2021-06-27 |  | 39696918/05/19 | 2025-07-30 | P923 | 81UFOF | NA | NA | NA | NA | 81UFOF | NA | NA | NA | NA | 81UFOF | 1.000 A | 110 V | F81UF/R | NA | NA | NUMERICAL | NA | NO
ASTRPROA | KS/KSTR/AE18/AB/81UFOF | KSTR | BC 130 UNDER FREQ | 200270341 | F81UF, M, P923 | SCHNEIDER ELECTRIC | P923 | 2014 | INST | RLY 81UFOF | 05 | 2020-11-11 | GB | 36294373/05/14 | 2022-09-05 | 10.G | 81UFOF | NA | NA | NA | NA | 81UFOF | NA | NA | NA | NA | 10.G | 1.000 A | 110 V | P9230ASZ212AG0 | NA | Serial | NUMERICAL | SPECIAL SCHEME | NO
ASTRPROA | KS/KSTR/AE18/AB/81UFOF | KSTR | BC 130 UNDER FREQ | 200270342 | F81UF, R, P923 | SCHNEIDER ELECTRIC | P923 | 2014 | INST | RLY 81UFOF | 05 | 2020-11-11 | GB | 36294375/05/14 | 2022-09-05 | 10.G | 81UFOF | NA | NA | NA | NA | 81UFOF | NA | NA | NA | NA | 10.G | 1.000 A | 110 V | P9230ASZ212AG0 | NA | Serial | NUMERICAL | SPECIAL SCHEME | NO
JBRUPROA | JS/FCTR/AE06/AB/81UFOF | FCTR | BC_130 UFOF | 200281795 | 81UFOF,P923,MBB1 | SCHNEIDER ELECTRIC | P923 | 2019 | INST | RLY 81UFOF | 09 | 2019-09-06 | CN | 36325549/12/15 | 2023-06-22 | NA | 81UFOF | NA | NA | NA | NA | 81UFOF | NA | NA | NA | NA | NA | 1.000 A | 110 V | P9230AZ112AG0 | NA | NA | NUMERICAL | Main | NO
JBRUPROA | JS/FCTR/AE06/AB/81UFOF | FCTR | BC_130 UFOF | 200281796 | 81UFOF,P923,RBB | SCHNEIDER ELECTRIC | P923 | 2019 | INST | RLY 81UFOF | 09 | 2019-09-06 | CN | 36325553/12/15 |  | NA | 81UFOF | NA | NA | NA | NA | 81UFOF | NA | NA | NA | NA | NA | 1.000 A | 110 V | P9230AZ112AG0 | NA | NA | NUMERICAL | NA | NO
JBRUPROA | JS/FCTR/AE06/AB/81UFOF | FCTR | BC_130 UFOF | 200281797 | 81UFOF,P923,MBB2 | SCHNEIDER ELECTRIC | P923 | 2019 | INST | RLY 81UFOF | 09 | 2019-09-06 | CN | 36325602/12/15 | 2023-06-22 | NA | 81UFOF | NA | NA | NA | NA | 81UFOF | NA | NA | NA | NA | NA | 1.000 A | 110 V | P9230AZ112AG0 | NA | NA | NUMERICAL | NA | NO
JBRUPROA | JS/CBRU/AE07/AB/81UFOF | CBRU | BC 130 UFOF | 200292947 | 81UFOF,P923 | SCHNEIDER ELECTRIC | P923 | 2023 | INST | RLY 81UFOF | 01 | 2024-05-28 | GB | 39850295/11/23 | 2025-03-04
SBANPROA | NS/MTIN/AE06/AB/25SYN | MTIN | BC 130 SYNC CHECK | 200296324 | 81UFOF,P923,M | SCHNEIDER ELECTRIC | P923 |  | INST | RLY 81UFOF |  | 2024-11-23 | GB |  | 2025-07-25 | NA | 81UFOF | 27UVOV | NA | NA | NA | 81UFOF | NA | NA | NA | NA | NA | 1.000 A | 110 V |  | NA | Serial | NUMERICAL | NA | NO
SBANPROA | NS/KPLH/AE03/AB/25SYN | KPLH | BC 130 SYNC CHECK | 200296325 | 81UFOF,P923,M | SCHNEIDER ELECTRIC | P923 |  | INST | RLY 81UFOF |  | 2024-11-30 | GB |  | 2024-11-05 | NA | 81UFOF | 27UVOV | NA | NA | NA | 81UFOF | NA | NA | NA | NA | NA | 1.000 A | 110 V |  | NA | Serial | NUMERICAL | NA | NO
SBANPROA | NS/MTIN/AE06/AB/25SYN | MTIN | BC 130 SYNC CHECK | 200296326 | 81UFOF,P923,R | SCHNEIDER ELECTRIC | P923 |  | INST | RLY 81UFOF |  | 2024-11-23 | GB |  | 2025-07-25 | NA | 81UFOF | 27UVOV | NA | NA | NA | 81UFOF | NA | NA | NA | NA | NA | 1.000 A | 110 V |  | NA | Serial | NUMERICAL | NA | NO
SBANPROA | NS/KPLH/AE03/AB/25SYN | KPLH | BC 130 SYNC CHECK | 200296327 | 81UFOF,P923,R | SCHNEIDER ELECTRIC | P923 |  | INST | RLY 81UFOF |  | 2024-11-30 | GB |  | 2024-11-05 | NA | 81UFOF | 27UVOV | NA | NA | NA | 81UFOF | NA | NA | NA | NA | NA | 1.000 A | 110 V |  | NA | Serial | NUMERICAL | NA | NO
KLUMPROA | WS/AMPG/AE03/AB/81UFOF | AMPG | BS_M 120 UFOF | 200299386 | 81UFOF,MAIN,P923 | SCHNEIDER ELECTRIC | P923 | 2023 | INST | RLY 81UFOF | 11 | 2024-05-17 | FR | 39850337/11/23 | 2025-09-25 | NA | 81UFOF | NA | NA | NA | NA | 81UFOF | NA | NA | NA | NA | NA | 1.000 A | 110 V | P9230ASV112CD0 | NA | Serial | NUMERICAL | SPECIAL SCHEME | NO
KLUMPROA | WS/AMPG/AE03/AB/81UFOF | AMPG | BS_M 120 UFOF | 200299388 | 81UFOF,RES,P923 | SCHNEIDER ELECTRIC | P923 | 2023 | INST | RLY 81UFOF | 11 | 2024-05-17 | FR | 39850293/11/23 | 2025-09-25 | NA | 81UFOF | NA | NA | NA | NA | 81UFOF | NA | NA | NA | NA | NA | 1.000 A | 110 V | P9230ASV112CD0 | NA | Serial | NUMERICAL | SPECIAL SCHEME | NO
KLUMPROA | WS/KPDN/AE15/AB/81UFOF | KPDN | BC 130 UFOF | 200186402 | 81UFOF,M1,P923 | SCHNIDER | P923 | 2013 | INST | RLY 81UFOF | 11 | 2013-11-08 | GB | 36115500 | 2022-01-06 | NA | 81UFOF | NA | NA | NA | NA | 81UFOF | NA | NA | NA | NA | NA | 1.000 A | 110 V | NA | NA | NA | NUMERICAL | NA | NO
KLUMPROA | WS/KPDN/AE15/AB/81UFOF | KPDN | BC 130 UFOF | 200186403 | 81UFOF,R1,P923 | SCHNIDER | P923 | 2013 | INST | RLY 81UFOF | 11 | 2013-11-08 | GB | 36115501 | 2022-01-06 | NA | 81UFOF | NA | NA | NA | NA | 81UFOF | NA | NA | NA | NA | NA | 1.000 A | 110 V | NA | NA | NA | NUMERICAL | NA | NO
KLUMPROA | WS/KPDN/AE09/AB/81UFOF | KPDN | BC 230 UFOF | 200196626 | 81UFOF,M2,P923 | SCHNIDER | P923 | 2013 | INST | RLY 81UFOF | 11 | 2013-11-01 | GB | 36115499 | 2022-01-06 | NA | 81UFOF | NA | NA | NA | NA | 81UFOF | NA | NA | NA | NA | NA | 1.000 A | 110 V | NA | NA | NA | NUMERICAL | Main 2 | NO
KLUMPROA | WS/KPDN/AE09/AB/81UFOF | KPDN | BC 230 UFOF | 200196628 | 81UFOF,R2,P923 | SCHNIDER | P923 | 2013 | INST | RLY 81UFOF | 11 | 2013-11-01 | GB | 36115502 | 2022-01-06 | NA | 81UFOF | NA | NA | NA | NA | N | NA | NA | NA | NA | NA | 1.000 A | 110 V | NA | NA | NA | NUMERICAL | NA | NO
JBRUPROA | JS/PLTG/AC03/AB/81UFOF | PLTG | PMJY_2 L85 UNDERFREQ | 200284229 | RLY 81UF,M2,SEL751A | SEL | SEL751A | 2020 | INST | RLY 81UFOF | 01 | 2022-03-28 | SE | 3180780236 |  | TBA | 81UFOF | NA | NA | NA | NA |  | NA | NA | NA | NA | NA | 1.000 A | 110 V | TBA |  | Serial | NUMERICAL | Main 2 | YES
KLUMPROA | BS/KULN/AC12/AB/81UFOF | KULN | BTRK_2 L65 UFOF | 200054947 | 81UFOF,BK,7RW6000 | SIEMENS | 7RW6000 | 1971 | INST | RLY 81UFOF | 01 | 1971-01-01 | DE | BF9809061504 | 2019-02-25 | NA | 81UFOF | NA | NA | NA | NA | 81UFOF | NA | NA | NA | NA | NA | 1.000 A | 110 V | 7RW60000-4EA00-00A0/BB | NA | Serial | NUMERICAL | Back Up | NO
KTANPROA | CS/KAWA/ME01/MB/81UFOF | KAWA | 132KV UNDER FREQUENCY LOAD SHEDDING | 200171248 | 81UFOF,7RW6000,R | SIEMENS | 7RW600 | 2010 | INST | RLY 81UFOF | 10 | 2010-10-01 | DE | 9809061505 | 2018-01-09 | NA | 81UFOF | NA | NA | NA | NA | 81UFOF | NA | NA | NA | NA | NA | 1.000 A | 125 V | 7RW60000-4EA00-00A0/BB | NA | NA | NUMERICAL | NA | NO